## Products
Product ID | Product Name | Product Description | Manufacture Product URL | Product Name Slug | Cost Range (Good, Better, Best) | Image Filename | Manufacture ID | Category 1 | Category 2 | Category 3 | Category 4 | Category 5 | Status (1,0)
1 | Allegro Curves | Contemporary low profile parabolic louver with widespread uplight. Available in multiple lamps. High efficiency with wide distribution. | http://www.aleralighting.com/products/als | allegro-curves | 2 | alr_als_large.jpg | 5 | 9 |  | 2 |  |  | 1
2 | CurVista Curves | Elegant curved profile with side louvers. Available in multiple lamps. Direct/Indirect distribution. | http://www.aleralighting.com/products/cvsl | curvista-curves | 2 | alr_cvsl_large.jpg | 5 | 9 |  | 2 |  |  | 1
3 | CurVista Wall Mount Curves | Slender sophisticated appearance. Direct/Indirect with side louvers. Available with one or two lamps. | http://www.aleralighting.com/products/cvslwm | curvista-wall-mount-curves | 2 | alr_cvslwm_large.jpg | 5 | 4 |  | 2 |  |  | 1
4 | Curv Curves | Narrow profile, deep housing for a sleek modern appearance. Available with solid, slotted or perforated housing. | http://www.aleralighting.com/products/cv | curv-curves | 2 | cv_5.jpg | 5 | 9 |  | 2 |  |  | 1
5 | Curv LED Curves | Low maintenance, high performance LED Integral technology. Indirect luminaire illuminates comfortable lighting with your choice of three LED colors. | http://www.aleralighting.com/products/lcv | curv-led-curves | 2 | cv_5.jpg | 5 | 9 | 13 |  |  |  | 1
6 | Curv Louvered Curves | Curved shape combines with parabolic louver for a pleasing and efficient profile. Available in multiple lamps. Direct/indirect distribution with approximatley 40% downlight. | http://www.aleralighting.com/products/cvl | curv-louvered-curves | 2 | alr_cvl_large.jpg | 5 | 9 |  | 2 |  |  | 1
7 | Curv Plus Liso Curves | High performance Indirect luminaire. Solid or perforated housing option. Available in multiple lamps. | http://www.aleralighting.com/products/cpls | curv-plus-liso-curves | 2 | cv_detail_04.jpg | 5 | 9 |  |  |  |  | 1
8 | Curv Radial Baffle Curves | An attractive curvature shape with white painted baffles that span the radius of the luminaire housing. Available in multiple lamps. Direct/indirect distribution. | http://www.aleralighting.com/products/curv_radial_baffle | curv-radial-baffle-curves | 2 | cvrb_large.jpg | 5 | 9 |  | 2 |  |  | 1
9 | Curv Radial Lens Curves | Smooth curvature shape with a glowing center optics that span the radius of the luminaire housing. Direct/Indirect distribution. Multiple lamp options. | http://www.aleralighting.com/products/curv_radial_lens | curv-radial-lens-curves | 2 | cvrl_lensed_large.jpg | 5 | 9 |  | 2 |  |  | 1
10 | Curv Radial Lens LED Curves | Acrylic radial lens combines with curved shape for direct/indirect, direct distribution. High Performance Integral Energy saving LED technology. | http://www.aleralighting.com/products/led_curv_radial_lens | curv-radial-lens-led-curves | 2 | cvrl_lensed_large.jpg | 5 | 9 | 13 |  |  |  | 1
11 | Curv Wall Mount Curves | Narrow profile wall mount. Indirect luminaire, availbale in multiple lamps. | http://www.aleralighting.com/products/cvwm | curv-wall-mount-curves | 2 | alr_cvwm_large.jpg | 5 | 4 |  | 2 |  |  | 1
12 | Nevis Curves | Unique new shape with planes, angles, and flowing lines that taper exquistely into a narrow edge. Low profile, direct/indirect luminaire. | http://www.aleralighting.com/products/nvs | nevis-curves | 2 | alr_nvs_large.jpg | 5 | 9 |  |  |  |  | 1
13 | Nevis Plus Liso Curves | Direct/indirect fluorescent architectural lighting designed for mounting as close as 12" from the ceiling to the bottom of the housing. Performance driven light delivery system creates smooth ceiling gradients on wide fixture spacings. | http://www.aleralighting.com/products/npls | nevis-plus-liso-curves | 2 | alr_npls_large.jpg | 5 | 9 |  |  |  |  | 1
14 | Paleta Curves | An interesting curved shape combining perforation, blades, and baffles. Highly efficient. Direct/Indirect standard distribution | http://www.aleralighting.com/products/pal | paleta-curves | 2 | alr_pal_large.jpg | 5 | 9 |  | 2 |  |  | 1
15 | Paleta Wall Mount Curves | Paleta Wall Mount is the companion product to suspended Paleta.Blades and baffles add visual interest. Direct/Indirect distribution | http://www.aleralighting.com/products/palwm | paleta-wall-mount-curves | 2 | alr_palwm_large.jpg | 5 | 4 |  |  |  |  | 1
16 | Quest Curves | Honeycombed embossed aluminum housing provides a contemporary appearance along with additional strength. Modular mounting points for convenient hanging locations. Anodized aluminum is 95% reflective resulting in extremely high efficiencies with a wide batwing distribution. | http://www.aleralighting.com/products/qst | quest-curves | 2 | alr_qst_large.jpg | 5 | 9 |  |  |  |  | 1
17 | Solaris Curves | Parabolic louver with small ballast technology creates compact, contemporary look. Direct/Indirect distribution, multiple lamp options. | http://www.aleralighting.com/products/sls | solaris-curves | 2 | alr_sls_large.jpg | 5 | 9 |  | 2 |  |  | 1
18 | Solo Curves | Contemporary low profile appearance with octagonal sides, direct/indirect luminaire. High efficiency with wide distribution. | http://www.aleralighting.com/products/solo | solo-curves | 2 | alr_solo_large.jpg | 5 | 9 |  |  |  |  | 1
19 | Accent Light | Adjustable perimeter light source provides excellent wall washing from a concealed source. Parabolic louver is fanned around corners for a continuous look. Row lengths and corners have the flexibility that make custom factory fabrication components unnecessary. | http://www.aleralighting.com/products/al | accent-light | 2 | alr_al_large.jpg | 5 | 10 |  |  |  |  | 1
20 | Line 6 | Six inch wide recessed fluorescent luminaire, continuous louver provides a sleek unbroken appearance. | http://www.aleralighting.com/products/l6 | line-6 | 2 | alr_l6_large.jpg | 5 | 8 |  |  |  |  | 1
21 | Micro6 | Clean appearance, energy conscious, offering multiple lamping options with efficiencies up to 83% in opal lenses. Special attention to aesthetic details such as mitered corners, extruded aluminum ceiling interface, and either flush or regressed lens enhance the application. Also available in LED versions. | http://www.aleralighting.com/products/micro6 | micro6 | 2 | micro6_2lens_reg_slotgrid.jpg | 5 | 8 |  |  |  |  | 1
22 | Micro6 LED | Clean appearance, energy conscious, offering multiple lumen package options and efficacies up to 100 lumens per watt. High quality LED modules have 50,000 hour life at L80 lumen maintenance and are replaceable from below. Special attention to aesthetic details such as mitered corners, extruded aluminum ceiling interface, and either flush or regressed lens enhance the application. Also available in T5 versions. | http://www.aleralighting.com/products/micro6_led | micro6-led | 2 | micro6_2lens_reg_slotgrid.jpg | 5 | 8 | 13 |  |  |  | 1
23 | Microlyne Mini Recessed | Each Mini maintains a nominal luminous opening of 2-1/2" to complement Microlyne and Microlyne® Direct-Indirect products with visually consistent shielding selections. | http://www.aleralighting.com/products/mmr | microlyne-mini-recessed | 2 | alr_mmr_large.jpg | 5 | 8 |  |  |  |  | 1
24 | Microlyne Mini Recessed Asymmetric | Each Mini maintains a nominal luminous opening of 2-1/2" to complement Microlyne and Microlyne® Direct-Indirect products with visually consistent shielding selections. Asymmetric distribution uses louver system which provides continuous rows and stays above ceiling plane | http://www.aleralighting.com/products/mmra | microlyne-mini-recessed-asymmetric | 2 | alr_mmr_large.jpg | 5 | 8 |  |  |  |  | 1
25 | Microlyne Recessed | A slender ribbon of recessed light in a 3 1/2” aperture. Minimalist, rectilinear shape. Symmetric downlight distribution. | http://www.aleralighting.com/products/mr | microlyne-recessed | 2 | alr_mr_large.jpg | 5 | 8 |  |  |  |  | 1
26 | Microlyne Recessed Asymmetric | A slender ribbon of recessed light in a 3-1/2" aperture. Asymmetric louver does not intrude below ceiling plane and appears identical to symmetric from below. Continuous unbroken rows available | http://www.aleralighting.com/products/mra | microlyne-recessed-asymmetric | 2 | alr_mr_large.jpg | 5 | 8 |  |  |  |  | 1
27 | Microlyne | Each Microlyne maintains a nominal luminous opening of 3-1/2" to match Microlyne® Direct-Indirect.. Staggered lamps for unbroken lines of light are optional. Symmetric downlight distribution | http://www.aleralighting.com/products/m | microlyne | 2 | alr_m_large.jpg | 5 | 5 |  |  |  |  | 1
28 | Microlyne | 3 1/2" × 3 1/2" rectilinear beam appears to float just off vertical surface of wall. Symmetric downlight distribution with wide choice of sheildings. ADA compliant | http://www.aleralighting.com/products/m | microlyne | 2 | alr_m_large.jpg | 5 | 4 |  |  |  |  | 1
29 | Microlyne | Each Microlyne maintains a nominal luminous opening of 3-1/2" to match Microlyne® Direct-Indirect. Staggered lamps for unbroken lines of light are optional. Symmetric downlight distribution | http://www.aleralighting.com/products/m | microlyne | 2 | alr_m_large.jpg | 5 | 9 |  |  |  |  | 1
30 | Microlyne Mini Asymmetric | Cable mount minimalist form is ultra-slim and attractive. Asymmetric downlight louvers allow continuous rows that remain within the product housing. Extensive aesthetic options, available with optional light modules and corners. | http://www.aleralighting.com/products/mma | microlyne-mini-asymmetric | 2 | alr_mm_large.jpg | 5 | 9 |  |  |  |  | 1
31 | Microlyne Mini Asymmetric | 2 1/2" × 3 1/2" surface mount minimalist form is ultra-slim and attractive. Asymmetric downlight louvers allow continuous rows that remain within the product housing. Extensive aesthetic options, available with optional light modules and corners. | http://www.aleralighting.com/products/mma | microlyne-mini-asymmetric | 2 | alr_mm_large.jpg | 5 | 5 |  |  |  |  | 1
32 | Microlyne Mini Asymmetric | 2 1/2" × 3 1/2" rectilinear beam appears to float just off vertical surface of wall. Asymmetric downlight louvers allow continuous rows that remain within the product housing. | http://www.aleralighting.com/products/mma | microlyne-mini-asymmetric | 2 | alr_mm_large.jpg | 5 | 4 |  |  |  |  | 1
33 | Microlyne Asymmetric | Each Microlyne maintains a nominal luminous opening of 3-1/2" to match Microlyne® Direct-Indirect. Asymmetric louvers provide light to vertical surfaces or walls by placing light above traditional cut-off point | http://www.aleralighting.com/products/ma | microlyne-asymmetric | 2 | alr_m_large.jpg | 5 | 5 |  |  |  |  | 1
34 | Microlyne Asymmetric | Each Microlyne maintains a nominal luminous opening of 3-1/2" to match Microlyne® Direct-Indirect. Asymmetric louvers provide light to vertical surfaces or walls by placing light above traditional cut-off point | http://www.aleralighting.com/products/ma | microlyne-asymmetric | 2 | alr_m_large.jpg | 5 | 9 |  |  |  |  | 1
35 | Microlyne Asymmetric | Each Microlyne maintains a nominal luminous opening of 3-1/2" to match Microlyne® Direct-Indirect. Asymmetric louvers provide light to vertical surfaces or walls by placing light above traditional cut-off point | http://www.aleralighting.com/products/ma | microlyne-asymmetric | 2 | alr_m_large.jpg | 5 | 4 |  |  |  |  | 1
36 | Microlyne Direct-Indirect | 3 1⁄2" × 5" elegant geometric beam, Uplight and symmetric downlight. Up/down switching available. | http://www.aleralighting.com/products/mdi | microlyne-direct-indirect | 2 | alr_mdi_large.jpg | 5 | 9 |  |  |  |  | 1
37 | Microlyne Direct-Indirect | 3 1⁄2" × 5" elegant geometric beam, Uplight and symmetric downlight. Up/down switching available. | http://www.aleralighting.com/products/mdi | microlyne-direct-indirect | 2 | alr_mdi_large.jpg | 5 | 4 |  |  |  |  | 1
38 | Microlyne Direct-Indirect Asymmetric | 3 1⁄2" × 5" elegant geometric beam, Uplight and asymmetric downlight. Up/down switching available. | http://www.aleralighting.com/products/mdia | microlyne-direct-indirect-asymmetric | 2 | alr_mdi_large.jpg | 5 | 9 |  |  |  |  | 1
39 | Microlyne Direct-Indirect Asymmetric | 3 1⁄2" × 5" elegant geometric beam, Uplight and asymmetric downlight. Up/down switching available. | http://www.aleralighting.com/products/mdia | microlyne-direct-indirect-asymmetric | 2 | alr_mdi_large.jpg | 5 | 4 |  |  |  |  | 1
40 | Microlyne Mini | 2.5" x 3.5" minimalist form is ultra-slim and attractive. Symmetric downlight with lens, baffle or louvers. Available with optional light modules and corners | http://www.aleralighting.com/products/mm | microlyne-mini | 2 | alr_mm_large.jpg | 5 | 9 |  |  |  |  | 1
41 | Microlyne Mini | 2.5" × 3.5" surface mount minimalist form is ultra-slim and attractive. Symmetric downlight with lens, baffle or louvers. Available with optional light modules and corners | http://www.aleralighting.com/products/mm | microlyne-mini | 2 | alr_mm_large.jpg | 5 | 5 |  |  |  |  | 1
42 | Microlyne Mini | 2.5" × 3.5" rectilinear beam appears to float just off vertical surface of wall. Symmetric downlight with lens, baffle or louvers. Available with optional light modules and corners | http://www.aleralighting.com/products/mm | microlyne-mini | 2 | alr_mm_large.jpg | 5 | 4 |  |  |  |  | 1
43 | Plank | Elegant rectilinear with four shielding options Low profile housing. Integral ballast; remote ballasting not required. Multiple lamp options | http://www.aleralighting.com/products/plk | plank | 2 | alr_plk_large.jpg | 5 | 9 |  | 2 |  |  | 1
44 | Plank Plus Liso | Rectilinear shape with clean, elegant lines. Mounts as close as 1' from ceiling plane to bottom of housing. Wide light distribution, low profile, attractive adjustable cable mount hanging system. | http://www.aleralighting.com/products/ppls | plank-plus-liso | 2 | alr_plk_large.jpg | 5 | 9 |  | 2 |  |  | 1
45 | Plank Wall Mount | Rectilinear low profile wall mount. Symmetric distribution, Integral small case ballasting. Decorative perforated, slotted, or patterned strips on either side of shielding for added visual interest. | http://www.aleralighting.com/products/plkwm | plank-wall-mount | 2 | alr_plkwm_large.jpg | 5 | 4 |  |  |  |  | 1
46 | Plank Wall Mount Asym | Rectilinear low profile wall mount, direct/indirect luminaire. Asymmetric distribution, Integral small case ballasting. | http://www.aleralighting.com/products/plkwmasym | plan-wall-mount-asym | 2 | alr_plkwmasym_large.jpg | 5 | 4 |  |  |  |  | 1
47 | Parkway Square Pedestrian Scale | Luminaire that combines style with technological sophistication. May be customized with a selection of hoods, optics, ballasts, decorative screens, various colors, and mounting . Mounting heights of 10' to 14'. | http://www.aal.net/products/pkwm/ | parkway_square_pedestrian_scale | 3 | aal_parkkway_square_pedestrian.jpg | 10 | 16 | 22 |  |  |  | 1
48 | Parkway Square Accent Scale | Luminaire that combines style with technological sophistication. May be customized with a selection of hoods, optics, ballasts, decorative screens, various colors, and mounting . Mounting heights of 8' to 10'. | http://www.aal.net/products/pkws/ | parkway_square_accent_scale | 3 | aal_parkkway_square_pedestrian.jpg | 10 | 16 | 22 |  |  |  | 1
49 | Arts & Crafts Pedestrian Scale | This Art & Craft fixture reflect the style and warmth of the Craftsman era. Available in two sizes for various post, pendant, or wall mounting. A wide variety of materials and finishes provides personal customization. | http://www.aal.net/products/arts_crafts_pedestrian_scale/ | arts_&_crafts_pedestrian_scale | 3 | aal_parkkway_square_pedestrian.jpg | 10 | 16 |  |  |  |  | 1
50 | Arts & Crafts Small Scale | This Art & Craft fixture reflect the style and warmth of the Craftsman era. The small scale is available in round or square shades with a variety of materials and finishes. | http://www.aal.net/products/arts_crafts_small_scale/ | arts_&_crafts_small_scale | 3 | aal_arts_craft_small.jpg | 10 | 16 |  |  |  |  | 1
51 | Civic Latern | An elegantly proprtioned coach lantern that redifines the union of form and function. The civic Latern features either the patented Moldcast Pericline vertical optical system or the vaunted AAL segmented optics. A full cutoff option is also available. | http://www.aal.net/products/civic_lantern/ | civic_latern | 3 | aal_civic_lantern.jpg | 10 | 16 |  |  |  |  | 1
52 | AAL's Dundee | Dundee features quality design for precision lighting. The full cutoff reflector system is rotatable on 90° centers and directs the light below the horizontal plane, reducing light pollution and wasted energy. | http://www.aal.net/products/dundee/ | aal's_dundee | 3 | aal_dundee_mount.jpg | 10 | 16 |  |  |  |  | 1
53 | Federal Globe Large Scale | The Federal Globe provides high performance optics while maintaining the timeless look of a traditional acorn form. Federal Globe may be customized with choice of three different optical systems and two traditional day forms. | http://www.aal.net/products/federal_globe_large_scale/ | federal_globe_large_scale | 3 | aal_federal_globe_large.jpg | 10 | 16 | 22 |  |  |  | 1
54 | Federal Globe Small Scale | The Federal Globe provides high performance optics while maintaining the timeless look of a traditional acorn form. Federal Globe may be customized with choice of three different optical systems and two traditional day forms. | http://www.aal.net/products/federal_globe_small_scale/ | federal_globe_small_scale | 3 | aal_federal_globe_small.jpg | 10 | 16 | 22 |  |  |  | 1
55 | Promenade - PRM2 | The Promenade series is a versatile period style luminaire offering-state-of-the-art, focused optical systems. The PRM2 features sag or flat glass lens and is mounted below the arm or post top yoke mount. | http://www.aal.net/products/promenade8482_prm2/ | promenade_prm2 | 3 | aal_promenade_prm2.jpg | 10 | 16 |  |  |  |  | 1
56 | Promenade - PRM3 | The Promenade series is a versatile period style luminaire offering-state-of-the-art, focused optical systems. The PRM3 features sag or flat glass lens and is mounted below the arm or post top yoke mount. | http://www.aal.net/products/promenade_prm3/ | promenade_prm3 | 3 | aal_promenade_prm3.jpg | 10 | 16 |  |  |  |  | 1
57 | Promenade - PRM4 | The Promenade series is a versatile period style luminaire offering-state-of-the-art, focused optical systems. The PRM3 features sag or flat glass lens and is mounted below the arm or post top yoke mount. | http://www.aal.net/products/promenade8482_prm4/ | promenade_prm4 | 3 | aal_promenade_prm4.jpg | 10 | 16 |  |  |  |  | 1
58 | Promenade - PRMD | The Promenade seried with MicroCore LED technology offers 125% in lumen output. The Promenade series of luminaires bring a balance of traditional design with modern lighting performance. | http://www.aal.net/products/promenade8482_prmd/ | promenade_prmd | 3 | aal_promenade_prmd.jpg | 10 | 16 | 22 |  |  |  | 1
59 | Promenade - PRMN | The Promenade seried with MicroCore LED technology offers 125% in lumen output. The Promenade series of luminaires bring a balance of traditional design with modern lighting performance. | http://www.aal.net/products/promenade_prmn/ | promenade_prmn | 3 | aal_promenade_prmn.jpg | 10 | 16 | 22 |  |  |  | 1
60 | Promenade - PRMS | The Promenade seried with MicroCore LED technology offers 125% in lumen output. The Promenade series of luminaires bring a balance of traditional design with modern lighting performance. | http://www.aal.net/products/promenade_prms/ | promenade_prms | 3 | aal_promenade_prms.jpg | 10 | 16 | 22 |  |  |  | 1
61 | Providence Large | The Providence family are traditional style fixtures that combine modern lighting performance with aesthetics in traditional forms. Providence is also available in matching wall sconce, bollard, and small, medium, and large luminairies. | http://www.aal.net/products/providence_large/ | providence_large | 3 | aal_providence_large.jpg | 10 | 16 | 22 |  |  |  | 1
62 | Providence Medium | The Providence family are traditional style fixtures that combine modern lighting performance with aesthetics in traditional forms. Providence is also available in matching wall sconce, bollard, and small, medium, and large luminairies. | http://www.aal.net/products/providence_medium/ | providence_medium | 3 | aal_providence_medium.jpg | 10 | 16 | 22 |  |  |  | 1
63 | Providence Small | The Providence family are traditional style fixtures that combine modern lighting performance with aesthetics in traditional forms. Providence is also available in matching wall sconce, bollard, and small, medium, and large luminairies. | http://www.aal.net/products/providence_small/ | providence_small | 3 | aal_providence_small.jpg | 10 | 16 | 22 |  |  |  | 1
64 | Providence Sconce | The Providence family are traditional style fixtures that combine modern lighting performance with aesthetics in traditional forms. Providence is also available in matching wall sconce, bollard, and small, medium, and large luminairies. | http://www.aal.net/products/providence_sconce/ | providence_sconce | 3 | aal_providence_sconce.jpg | 10 | 18 | 22 |  |  |  | 1
65 | Providence Bollard | The Providence family are traditional style fixtures that combine modern lighting performance with aesthetics in traditional forms. Providence is also available in matching wall sconce, bollard, and small, medium, and large luminairies. | http://www.aal.net/products/providence_bollard/ | providence_bollard | 3 | aal_providence_bollard.jpg | 10 | 17 | 22 |  |  |  | 1
66 | Towne Commons - ALN328 | The ALN438 is a small scale luminaire that can be post top and wall mounted. Coordinates with other Towne Commons fixtures. | http://www.aal.net/products/towne_commons_aln438/ | towne_commons_aln438 | 3 | aal_towne_commons_aln438.jpg | 10 | 16 |  |  |  |  | 1
67 | Towne Commons - ALN440 | The ALN440 is a small scale luminaire that can be post top and wall mounted. Coordinates with other Towne Commons fixtures. Now available with the latest LED technology. | http://www.aal.net/products/towne_commons_aln440/ | towne_commons_aln440 | 3 | aal_towne_commons_aln440.jpg | 10 | 16 | 22 |  |  |  | 1
68 | Towne Commons - ALN445 | The ALN445 is a small scale luminaire that can be post top and wall mounted. Coordinates with other Towne Commons fixtures. Now available with the latest LED technology. | http://www.aal.net/products/towne_commons_aln445/ | towne_commons_aln445 | 3 | aal_towne_commons_aln445.jpg | 10 | 16 | 22 |  |  |  | 1
69 | Towne Commons - ALN445 | The ALN445 is a small scale luminaire that can be post top and wall mounted. Coordinates with other Towne Commons fixtures. Now available with the latest LED technology. | http://www.aal.net/products/towne_commons_aln445/ | towne_commons_aln445 | 3 | aal_towne_commons_aln445.jpg | 10 | 18 | 22 |  |  |  | 1
70 | Towne Commons - ALN540 | The ALN540 is a small scale luminaire that can be post top and wall mounted. Coordinates with other Towne Commons fixtures. Now available with the latest LED technology. | http://www.aal.net/products/towne_commons_aln540/ | towne_commons_aln540 | 3 | aal_towne_commons_aln540.jpg | 10 | 18 | 22 |  |  |  | 1
71 | Teneo | Teneo is a sleek stylized light column, and brings an element of refinement to any project design. | http://www.aal.net/products/teneo/ | teneo | 3 | aal_teneo.jpg | 10 | 18 |  |  |  |  | 1
72 | Cubic Indirect | Cubic Inderect features an angular design and stainless steel vertical struts, and is a perfect complement to the rectilinear and angular composition of modern architecture. Perfect for projects that require a sense of mood as much as a sense of light. | http://www.aal.net/products/cubic_indirect/ | cubic_inderect | 3 | aal_cubic_indirect.jpg | 10 | 18 |  |  |  |  | 1
73 | Flex | Flex features AAL's exclusive MicroCore technology which provides ample, smooth, even illumination of the environment. Multiple arm designs and mounting options, including single, twin, tri, and quad shape, form a versatile look. | http://www.aal.net/products/flex/ | flex | 3 | aal_flex.jpg | 10 | 16 | 22 |  |  |  | 1
74 | Indirect | The Inderect family employs the most efficient sources commercially available. The Inderect family of fixtures is perfect for projects that require a sense of mood as much as a sense of light. | http://www.aal.net/products/indirect/ | indirect | 3 | aal_indirect.jpg | 10 | 16 | 22 |  |  |  | 1
75 | Largent | The Largent LED is a geometric design using state of the art optical systems to precisely light streets, parks and pedestrian venues. The fixture is available with stacked louvers, a diffused lens or a horizontal reflector system. | http://www.aal.net/products/largent/ | largent | 3 | aal_largent.jpg | 10 | 16 | 22 |  |  |  | 1
76 | Mitre Large Scale | The classic geometric form of the Mitre complements architectural expressions of precision, structure and line. A matching wall sconce, bollard and medium scale luminaire also available. | http://www.aal.net/products/mitre_large_scale/ | mitre_large_scale | 3 | aal_mitre_large.jpg | 10 | 16 |  |  |  |  | 1
77 | Mitre Medium Scale | The classic geometric form of the Mitre complements architectural expressions of precision, structure and line. A matching wall sconce, bollard and medium scale luminaire also available. | http://www.aal.net/products/mitre_medium_scale/ | mitre_medium_scale | 3 | aal_mitre_medium.jpg | 10 | 16 | 22 |  |  |  | 1
78 | Mitre Bollard | The classic geometric form of the Mitre complements architectural expressions of precision, structure and line. A matching wall sconce, bollard and medium scale luminaire also available. | http://www.aal.net/products/mitre_bollard/ | mitre_bollard | 3 | aal_mitre_bollard.jpg | 10 | 17 |  |  |  |  | 1
79 | Mitre Sconce | The classic geometric form of the Mitre complements architectural expressions of precision, structure and line. A matching wall sconce, bollard and medium scale luminaire also available. | http://www.aal.net/products/mitre_bollard/ | mitre_sconce | 3 | aal_mitre_wall_sconce.jpg | 10 | 18 |  |  |  |  | 1
80 | Perspect | Perspect is available in an up or down position and a single or double hood, offering four styles to chose from. The frosted dome option allowws for a soft glow from the top of the fixture when illuminated at night. | http://www.aal.net/products/perspect/ | perspect | 3 | aal_perspect.jpg | 10 | 16 |  |  |  |  | 1
81 | Spectra Large Scale | The Spectra family of outdoor luminaires offers the freedom to specify size, finish and optics to complement a design scheme. It is availablein four hood styles and it includes three different sized post top or arm mounted luminaires with complimentary wall mounts and a bollard. | http://www.aal.net/products/spectra_large_scale/ | spectra_large_scale | 3 | aal_spectra_large.jpg | 10 | 16 | 22 |  |  |  | 1
82 | Spectra Small Scale | The Spectra family of outdoor luminaires offers the freedom to specify size, finish and optics to complement a design scheme. It is available in four hood styles, and coordinates with matching bollard, large and very large Spectra luminaires. | http://www.aal.net/products/spectra_small_scale/ | spectra_small_scale | 3 | aal_spectra_small.jpg | 10 | 16 | 22 |  |  |  | 1
83 | Spectra Bollard | The Spectra family of outdoor luminaires offers the freedom to specify size, finish and optics to complement a design scheme. Coordinates with small, large, and very large Spectra luminaires. | http://www.aal.net/products/spectra_bollard/ | spectra_bollard | 3 | aal_spectra_bollard.jpg | 10 | 17 | 22 |  |  |  | 1
84 | Spectra Very Large Scale | The Spectra family of outdoor luminaires offers the freedom to specify size, finish and optics to complement a design scheme. Coordinates with matching bollard, small and large Spectra luminaires. | http://www.aal.net/products/spectra_very_large_scale/ | spectra_very_large_scale | 3 | aal_spectra_very_large.jpg | 10 | 16 |  |  |  |  | 1
85 | Universe Large Scale | The unique modular design of Universe, including choice luminous element and hood design, makes Universe one of the most versatile LED luminaires on the market. The Universe collection includes bollard, small, medium, and large luminaires. | http://www.aal.net/products/universe_large_scale/ | universe_large_scale | 3 | aal_universe_large.jpg | 10 | 16 | 22 |  |  |  | 1
86 | Universe Medium Scale | The unique modular design of Universe, including choice luminous element and hood design, makes Universe one of the most versatile LED luminaires on the market. The Universe collection includes bollard, small, medium, and large luminaires. | http://www.aal.net/products/universe_medium_scale/ | universe_medium_scale | 3 | aal_universe_medium.jpg | 10 | 16 | 22 |  |  |  | 1
87 | Universe Small Scale | The unique modular design of Universe, including choice luminous element and hood design, makes Universe one of the most versatile LED luminaires on the market. The Universe collection includes bollard, small, medium, and large luminaires. | http://www.aal.net/products/universe_small_scale/ | universe_small_scale | 3 | aal_universe_small.jpg | 10 | 18 | 22 |  |  |  | 1
88 | Universe Bollard | The unique modular design of Universe, including choice luminous element and hood design, makes Universe one of the most versatile LED luminaires on the market. The Universe collection includes bollard, small, medium, and large luminaires. | http://www.aal.net/products/universe_bollard/ | universe_bollard | 3 | aal_universe_bollard.jpg | 10 | 17 | 22 |  |  |  | 1
89 | Parkway Square Sconce | A beautiful addition to both interior and exterior spaces. It is availablein two scales for different mounting heights. Light distribution includes up, down, up/down with wide beam spread or narrow spot. | http://www.aal.net/products/parkway_square_sconce/ | parkway_square_sconce | 3 | aal_parkway_square_sconce.jpg | 10 | 18 | 22 |  |  |  | 1
90 | Esconce | AAL's eSconce is available in LED and designed for exterior/interior environments. Available in up, down, or up?down illumination. | http://www.aal.net/products/esconce/ | esconce | 3 | aal_esconce.jpg | 10 | 18 | 22 |  |  |  | 1
91 | Mini-Esconce | AAL's Mini-eSconce is available in LED and designed for exterior/interior environments. Available in up, down, or up?down illumination. | http://www.aal.net/products/miniesconce/ | mini_esconce | 3 | aal_mini_esconce.jpg | 10 | 18 | 22 |  |  |  | 1
92 | Mini-Flex | The miniFlex, now in LED, offers new levels of illumination and visual design to wall sconces. The mini-Flex is available for wall and post mount. | http://www.aal.net/products/miniflex/ | mini_flex | 3 | aal_miniflex.jpg | 10 | 16 | 22 |  |  |  | 1
93 | Mini-Flex | The miniFlex, now in LED, offers new levels of illumination and visual design to wall sconces. The mini-Flex is available for wall and post mount. | http://www.aal.net/products/miniflex/ | mini_flex | 3 | aal_miniflex.jpg | 10 | 18 | 22 |  |  |  | 1
94 | Mitre Wall Sconce | The classic geometric form of the Mitre complements architectural expressions of precision, structure and line. A matching bollard and medium and large scale luminaire also available. | http://www.aal.net/products/mitre_wall_sconce/ | mitre_wall_sconce | 3 | aal_mitre_wall_sconce.jpg | 10 | 18 |  |  |  |  | 1
95 | Multi- Distribution | The MDL featuring Moldcast optics, is a compact, unobtrusive fixture used to illuminate parking lots, stairways, and canopies. | http://www.aal.net/products/multidistribution/ | multi_distibution | 3 | aal_multi_distribution.jpg | 10 | 18 |  |  |  |  | 1
96 | Venere Contemporary | A stylish wall sconce designed to be used to accentuate doorways and building entrances while providing egress illumination during a power failure. Available in small and large size with six optical configurations. Available in a wide variety of decorative fascia options, including custom. | http://www.aal.net/products/venere_contemporary/ | venere_contemporary | 3 | aal_venere_contemporary.jpg | 10 | 18 |  |  |  |  | 1
97 | Venere Traditional | A stylish wall sconce designed to be used to accentuate doorways and building entrances while providing egress illumination during a power failure. Available in small and large size with six optical configurations. Available in a wide variety of decorative fascia options, including custom. | http://www.aal.net/products/venere_traditional/ | venere_traditional | 3 | aal_venere_traditional.jpg | 10 | 18 |  |  |  |  | 1
98 | Cypher | The Cypher features an innovative reflector/refractor optic that provides smooth, even illumination for washing, grazing or indirect lighting applications. | http://www.aal.net/products/cypher/ | cypher | 3 | aal_cypher.jpg | 10 | 19 |  |  |  |  | 1
99 | Oculus Large | The Oculus is a highly versatile controllable, precision lighting system. It has a parabolic reflector system and axial lamp orientation to allow for control and efficiency. | http://www.aal.net/products/oculus_large/ | oculus_large | 3 | aal_oculus_large.jpg | 10 | 19 |  |  |  |  | 1
100 | Oculus Small | The Oculus is a highly versatile controllable, precision lighting system. It has a parabolic reflector system and axial lamp orientation to allow for control and efficiency. | http://www.aal.net/products/oculus_small/ | oculus_small | 3 | aal_oculus_small.jpg | 10 | 19 | 22 |  |  |  | 1
101 | Pivot | The Pivot uses energy efficient flourescent lamps and ballasts in a small compact luminaire design. Used to wash a wall, highlight signage or indirectly illuminate a space. Now available in LED. | http://www.aal.net/products/pivot/ | pivot | 3 | aal_pivot.jpg | 10 | 19 | 22 |  |  |  | 1
102 | Parkway Square Bollard | Luminaire that combines style with technological sophistication. May be customized with a selection of hoods, optics, ballasts, decorative screens, various colors, and mounting . Mounting heights of 10' to 14'. | http://www.aal.net/products/pkwb/ | parkway_square_bollard | 3 | aal_parkway_square_bollard.jpg | 10 | 17 | 22 |  |  |  | 1
103 | Arts & Craft Bollard | This Art & Craft fixture reflect the style and warmth of the Craftsman era. The small scale is available in round or square shades with a variety of materials and finishes. | http://www.aal.net/products/arts_crafts_bollard/ | arts_&craft_bollard | 3 | aal_arts_craft_bollard.jpg | 10 | 17 |  |  |  |  | 1
104 | Cast Aluminum Bollard | AAL's Cast Aluminum Bollard complements the Towne Commons family of fixtures. | http://www.aal.net/products/cast_aluminum_bollard/ | cast_aluminum_bollard | 3 | aal_cast_aluminum_bollard.jpg | 10 | 17 |  |  |  |  | 1
105 | Concrete Bollard - 9" | Contemporary Concrete Bollards are designed to be sensitive to the physical and aesthetic environment. Available in round or square, and features a wide variety of grill and top styles. Available in natural colored concrete with etched finish or exposed aggregate, both treated with anti-graffiti caoting. | http://www.aal.net/products/concrete_bollard_9/ | concrete_bollard_9" | 3 | aal_concrete_bollard_9.jpg | 10 | 17 | 22 |  |  |  | 1
106 | Concrete Bollard - 12" | Contemporary Concrete Bollards are designed to be sensitive to the physical and aesthetic environment. Available in round or square, and features a wide variety of grill and top styles. Available in natural colored concrete with etched finish or exposed aggregate, both treated with anti-graffiti caoting. | http://www.aal.net/products/concrete_bollard_12/ | concrete_bollard_12" | 3 | aal_concrete_bollard_12.jpg | 10 | 17 | 22 |  |  |  | 1
107 | Concrete Bollard - 16" | Contemporary Concrete Bollards are designed to be sensitive to the physical and aesthetic environment. Available in round or square, and features a wide variety of grill and top styles. Available in natural colored concrete with etched finish or exposed | http://www.aal.net/products/concrete_bollard_16/ | concrete_bollard_16" | 3 | aal_concrete_bollard_16.jpg | 10 | 17 | 22 |  |  |  | 1
108 | Concrete Bollard - 18" | Contemporary Concrete Bollards are designed to be sensitive to the physical and aesthetic environment. Available in round or square, and features a wide variety of grill and top styles. Available in natural colored concrete with etched finish or exposed | http://www.aal.net/products/concrete_bollard_18/ | concrete_bollard_18" | 3 | aal_concrete_bollard_18.jpg | 10 | 17 | 22 |  |  |  | 1
109 | Fair Oaks | Fair Oaks bollard collection is a complete line of distinctively styled, decorative bollards. Available in three distinct styles. | http://www.aal.net/products/fair_oaks/ | fair_oaks | 3 | aal_fair_oaks_bollard.jpg | 10 | 17 | 22 |  |  |  | 1
110 | Traditional Concrete Round | Traditional Concrete Bollards flatter any architectural site design with their elegant, classic forms. They feature a cool top that is safe for close contact with children and pets. The Round Bollard features three grill design options. | http://www.aal.net/products/traditional_concrete_round/ | traditional_concrete_round | 3 | aal_traditional_concrete_round.jpg | 10 | 17 | 22 |  |  |  | 1
111 | Traditional Concrete Square | Traditional Concrete Bollards flatter any architectural site design with their elegant, classic forms. They feature a cool top that is safe for close contact with children and pets. The Square Bollard features three grill design options. | http://www.aal.net/products/traditional_concrete_square/ | traditional_concrete_square | 3 | aal_traditional_concrete_square.jpg | 10 | 17 | 22 |  |  |  | 1
112 | Vonda Bollard | The Vonda bollard, made of extruded and cast aluminum, is designed and built for beauty, durability and performance. | http://www.aal.net/products/vonda_bollard/ | vonda_bollard | 3 | aal_vonda_bollard.jpg | 10 | 17 |  |  |  |  | 1
113 | Kick Medium Scale | Kick is a contemporary, sleek, compact luminaire delivering an elegant, timeless form wrapped around precision cutoff optics for a truly elegant low glare pedestrian experience that re-defines architectural site lighting. | http://www.aal.net/products/kick_medium_scale/ | kick_medium_scale | 3 | AAL-091314.jpg | 10 | 16 | 22 |  |  |  | 1
114 | Kick Small Scale | Kick is a contemporary, sleek, compact luminaire delivering an elegant, timeless form wrapped around precision cutoff optics for a truly elegant low glare pedestrian experience that re-defines architectural site lighting. | http://www.aal.net/products/kick_small_scale/ | kick_small_scale | 3 | AAL-091314.jpg | 10 | 16 | 22 |  |  |  | 1
115 | ADL200 | Cove mount adjustable LED fixture with knife edge. | http://www.bartcolighting.com/product/adl200/ | adl200 | 2 | Bartco_ALD200.jpg | 13 | 11 | 13 |  |  |  | 1
116 | BDS550 | Linear T5 fluorescent low profile diagonal stagger fixture. | http://www.bartcolighting.com/product/bds550/ | bds550 | 2 | Bartco_BDS550.jpg | 13 | 11 |  |  |  |  | 1
117 | BDS850 | Linear T8 fluorescent low profile diagonal stagger fixture. | http://www.bartcolighting.com/product/bds850/ | bds850 | 2 | Bartco_BDS850.jpg | 13 | 11 |  |  |  |  | 1
118 | BFL128 | Low profile linear T5 fluorescent double lamp staggered architectual fixture with integral ballast | http://www.bartcolighting.com/product/bfl128/ | bfl128 | 2 | Bartco_BFL128.jpg | 13 | 11 |  |  |  |  | 1
119 | BFL206 | Low profile T5 fluorescent architectural cove fixture with adjustable sawtooth cut-off reflector. | http://www.bartcolighting.com/product/bfl206/ | bfl206 | 2 | Bartco_BFL206.jpg | 13 | 11 |  |  |  |  | 1
120 | BFL207 | 2- lamp low profile T5 fluorescent architectural cove fixture with adjustable sawtooth cut-off reflector. | http://www.bartcolighting.com/product/bfl207/ | bfl207 | 2 | Bartco_BFL207.jpg | 13 | 11 |  |  |  |  | 1
121 | BFL208 | Low profile T8 fluorescent architectural cove fixture with adjustable sawtooth cut-off reflector. | http://www.bartcolighting.com/product/bfl208/ | bfl208 | 2 | Bartco_bfl208.jpg | 13 | 11 |  |  |  |  | 1
122 | BFL209 | 2-Lamp low profile T8 fluorescent architectural cove fixture with adjustable sawtooth cut-off reflector. | http://www.bartcolighting.com/product/bfl209/ | bfl209 | 2 | Bartco_BFL209.jpg | 13 | 11 |  |  |  |  | 1
123 | BFL250-PL-C | Remote ballast T4 quad compact fluorescent fixture. | http://www.bartcolighting.com/product/bfl250-pl-c/ | bfl250-pl-c | 2 | Bartco_BFL250_PL_C.jpg | 13 | 11 |  |  |  |  | 1
124 | BFL250-PL-L | Remote ballast T5 twin tube compact fluorescent fixture. | http://www.bartcolighting.com/product/bfl250-pl-l/ | bfl250-pl-l | 2 | Bartco_BFL255_PL_L.jpg | 13 | 11 |  |  |  |  | 1
125 | BFL250-S | Remote ballast stagger T8 fluorescent fixture. | http://www.bartcolighting.com/product/bfl250-s/ | bfl250-s | 2 | Bartco_BFL250_S.jpg | 13 | 11 |  |  |  |  | 1
126 | BFL254-S | Linear T8 fluorescent, slide by side adjustable stagger, low profile architectural fixture with integral ballast. | http://www.bartcolighting.com/product/bfl254-s/ | bfl254-s | 2 | Bartco_BFL254_S.jpg | 13 | 11 |  |  |  |  | 1
127 | BFL255-PL-C | Low profile T4 quad compact fluorescent fixture | http://www.bartcolighting.com/product/bfl255-pl-c/ | bfl255-pl-c | 2 | Bartco_BFL255_PL_C.jpg | 13 | 11 |  |  |  |  | 1
128 | BFL255-PL-L | Low profile T5 twin tube compact fluorescent fixture. | http://www.bartcolighting.com/product/bfl255-pl-l/ | bfl255-pl-l | 2 | 20040119180509_bfl255-pll.jpg | 13 | 11 |  |  |  |  | 1
129 | BFL255-S | 20. gauge steel to resist corrosion, available for two T8, 17W, 25W or 32W linear fluorescent lamps. Adjustable lamp overlap 3" to 7" and rotational locking lamp holders | http://www.bartcolighting.com/product/bfl255-s/ | bfl255-s | 2 | Bartco_BFL255_S.jpg | 13 | 11 |  |  |  |  | 1
130 | BFL257-S | Slide by side adjustable stagger T8 fluorescent fixture. | http://www.bartcolighting.com/product/bfl257-s/ | bfl257-s | 2 | Bartco_BFL257_S.jpg | 13 | 11 |  |  |  |  | 1
131 | BFL270-S | Remote ballast stagger T5 fluorescent fixrure. | http://www.bartcolighting.com/product/bfl270-s/ | bfl270-s | 2 | Bartco_BFL270_S.jpg | 13 | 11 |  |  |  |  | 1
132 | BFL272-S | Remote ballast two lamp stagger T5 fluorescent fixture. | http://www.bartcolighting.com/product/bfl272-s/ | bfl272-s | 2 | Bartco_BFL272_S.jpg | 13 | 11 |  |  |  |  | 1
133 | BFL281-S | Flip and slide adjustable stagger T5 fluorescent fixture. Adjustable lamp overlap, rotational locking lamp holders. | http://www.bartcolighting.com/product/bfl281-s/ | bfl281-s | 2 | Bartco_BFL281_S.jpg | 13 | 11 |  |  |  |  | 1
134 | BFL282-S | Slide by side adjustable stagger T5 fluorescent fixture. | http://www.bartcolighting.com/product/bfl282-s/ | bfl282-s | 2 | Bartco_BFL282_S.jpg | 13 | 11 |  |  |  |  | 1
135 | BFLFS-T5 | Flip and slide adjustable stagger T5 fluorescent fixture. Adjustable lamp overlap of 3" to 7", rotational locking lamp holders. | http://www.bartcolighting.com/product/bflfs-t5/ | bflfs-t5 | 2 | Bartco_BFLFS_T5.jpg | 13 | 11 |  |  |  |  | 1
136 | BFLFS-T8 | 20. gauge steel to resist corrosion, available for two T8, 17W, 25W or 32W linear fluorescent lamps. Adjustable lamp overlap 4" to 16" and rotational locking lamp holders | http://www.bartcolighting.com/product/bflfs-t8/ | bflfs-t8 | 2 | Bartco_BFLFS_T8.jpg | 13 | 11 |  |  |  |  | 1
137 | BFLSLM | Linear T5 fluorescent ultra low profile stagger fixture. Available lamp overlap of 6", and rotational locking lamp holders. | http://www.bartcolighting.com/product/bflslm/ | bflslm | 2 | Bartco_BFLSLM.jpg | 13 | 11 |  |  |  |  | 1
138 | BSS110 | Small profile adjustable linear LED cove mount fixture. LED housing can be locked in any one of nine angles without the use of tools. | http://www.bartcolighting.com/product/bss110/ | bss110 | 2 | Bartco_BSS110.jpg | 13 | 11 | 13 |  |  |  | 1
139 | BT5100 | Linear T5 seamless fluorescent with integral ballast. | http://www.bartcolighting.com/product/bt5100/ | bt5100 | 2 | Bartco_bt5100.jpg | 13 | 11 |  |  |  |  | 1
140 | BT6100 | 20. gauge steel to resist corrosion, linear T6 fluorescent fixture. | http://www.bartcolighting.com/product/bt6100/ | bt6100 | 2 | Bartco_bt6100.jpg | 13 | 11 |  |  |  |  | 1
141 | BT6105 | 20. gauge steel to resist corrosion, linear T6 fluorescent fixture for remote ballast. | http://www.bartcolighting.com/product/bt6105/ | bt6105 | 2 | Bartco_bt6105.jpg | 13 | 11 |  |  |  |  | 1
142 | BT6110 | 20. gauge steel to resist corrosion, linear T6 fluorescent fixture. | http://www.bartcolighting.com/product/bt6100/ | bt6100 | 2 | Bartco_bt6110.jpg | 13 | 11 |  |  |  |  | 1
143 | BT6115 | 20. gauge steel to resist corrosion, linear T6 fluorescent fixture. | http://www.bartcolighting.com/product/bt6115/ | bt6115 | 2 | Bartco_bt6115.jpg | 13 | 11 |  |  |  |  | 1
144 | BW5-S | Wet listed single width stagger low profile linear T5 fluorescent. 6" overlap with integral ballast. | http://www.bartcolighting.com/product/bw5-s/ | bw5-s | 2 | Bartco_bw5_S.jpg | 13 | 11 |  |  |  |  | 1
145 | BW8-S | Wet listed single width stagger low profile linear T8 fluorescent. 6" overlap with integral ballast. | http://www.bartcolighting.com/product/bw8-s/ | bw8-s | 2 | Bartco_bw8_S.jpg | 13 | 11 |  |  |  |  | 1
146 | XLS8290 | Light emitting diode. Low profile LED 1 3/8" diameter linear display fixture with integral ballast. | http://www.bartcolighting.com/product/xls8290/ | xls8290 | 2 | Bartco_XLS8290.jpg | 13 | 11 | 13 |  |  |  | 1
147 | XLS8400 | Low profile LED linear display fixture with inline driver. | http://www.bartcolighting.com/product/xls8400/ | xls8400 | 2 | Bartco_XLS8400.jpg | 13 | 11 | 13 |  |  |  | 1
148 | AC | Recessed indirect coffer provides the appearance of a handcrafted cove at a fraction of the cost. Fits perfectly in standard or hard ceilings. | http://www.columbialighting.com/products/ac | ac | 2 | columbia_ac.jpg | 21 | 7 |  |  |  |  | 1
149 | BR | Brio T5 low glare, unique aesthestic combines dedicated louvers with seamless perforated face. Excellect glare control for spaces where computers are in use. 2-1/2" deep ultra-shallow housing frees up plenum space, fits into tight areas, and is easy to handle and install. | http://www.columbialighting.com/products/br | br | 2 | columbia_br.jpg | 21 | 7 |  |  |  |  | 1
150 | BR | Brio Stretto 4" T5 low glare, high efficiency, versatile distribution patterns, and a compact profile. Narrow aperture dedicated louver for single or row mounting. | http://www.columbialighting.com/products/br_stretto | br-stretto | 2 | columbia_br_stretto.jpg | 21 | 8 |  |  |  |  | 1
151 | COV | Unique design provides wide distribution, far superior to stardard or staggered strip lights. Shallow 3-7/16" housing profile. Maximum efficiency. | http://www.columbialighting.com/products/cov | cov | 2 | columbia_cov.jpg | 21 | 11 |  |  |  |  | 1
152 | EMI | The energymax intersect is a 2-lamp, energy efficient, louvered luminaire with full distribution. Euro style ribbed louver with architectural styling. Typically qualifies for EPAct tax deduction. | http://www.columbialighting.com/products/emi | emi | 2 | col_emi_large.jpg | 21 | 7 |  |  |  |  | 1
153 | EMSE | Tuned system delivers more lumens than conventional 2-lamp recessed indirect fixtures. Precision optical design, custom perforated metal basket is backed by a high transmission lamp obscuring overlay. Completely recessed, provides a clean ceiling with uniform illumination at mounting heights as low as 8 feet. | http://www.columbialighting.com/products/emse | emse | 2 | columbia_emse.jpg | 21 | 7 |  |  |  |  | 1
154 | EPC | Full distribution 2-lamp lensed luminaire. Available in both T5 and T8, e·poc incorporates a multitude of lamp/ballast combinations and controls compatibility into a stylish linear design. e·poc also offers a choice of optical aesthetics and an ease of serviceability that is unmatched. | http://www.columbialighting.com/products/epc | epc | 2 | columbia_epc.jpg | 21 | 7 |  | 2 |  |  | 1
155 | LEPC | LED full distribution luminaire, provides contnrolled high angle light for visual comfort. Unique framless optical system and modular elctrical system allow for easy LED module or driver replacement from below the ceiling. | http://www.columbialighting.com/products/lepc | lepc | 2 | columbia_lepc.jpg | 21 | 7 | 13 |  |  |  | 1
156 | LSER | High efficacy, sustainable LED design. Two optional lens aesthetics. Lenses interlock for structual integrity. Four lumen packages for design flexibililty. | http://www.columbialighting.com/products/lser | lser | 2 | columbia_lser.jpg | 21 | 7 | 13 | 2 |  |  | 1
157 | LTRE | Transition LED enclosed high efficiency architectural lens is a architectural direct/indirect with curved lens fully enclosing the lamp compartment. Full distribution light output. | http://www.columbialighting.com/products/ltre | ltre | 2 | columbia_ltre.jpg | 21 | 7 | 13 | 2 |  |  | 1
158 | SER | It's stylish, 3-element diffuser combines a performance-optimized center optic with two high-transmission, lenticular side lenses to provide superior efficiency and a batwing distribution. Its hinged optical system was designed with serviceability in mind to provide below the ceiling access to all electrical components. | http://www.columbialighting.com/products/ser | ser | 2 | columbia_ser.jpg | 21 | 7 |  | 2 |  |  | 1
159 | STE | Recessed indirect luminaire, completely recessed housing and light basket. One, two, or three lamp cross sections. Available for linear or compact fluorescent lamps. | http://www.columbialighting.com/products/ste | ste | 2 | columbia_ste.jpg | 21 | 7 |  | 2 |  |  | 1
160 | STEL | Center louver recessed indirect luminaire. True parabolic center louver provides precise optical control with high efficiency. One, two or three lamp cross sections. | http://www.columbialighting.com/products/stel | stel | 2 | columbia_stel.jpg | 21 | 7 |  |  |  |  | 1
161 | STP | Recessed indirect low profile luminaire. Perforated side baskets provide radiant illumination. Indirect components reflect light for a soft and even glow. | http://www.columbialighting.com/products/stp | stp | 2 | columbia_stp.jpg | 21 | 7 |  |  |  |  | 1
162 | STS | Recessed indirect side basket luminaire. Softly glowing side baskets create an elegant aesthetic statement. Available for T8, twin tube, linear T5, or T5HO lamps. | http://www.columbialighting.com/products/sts | sts | 2 | columbia_sts.jpg | 21 | 7 |  |  |  |  | 1
163 | STSL | Recessed indirect luminaire offering high performance louver, accentuated by softly glowing perforated side baskets. True parabolic louver directs light with pinpoint precision and reduces glare. | http://www.columbialighting.com/products/stsl | stsl | 2 | columbia_stsl.jpg | 21 | 7 |  |  |  |  | 1
164 | TRA | Precision optical design produces high efficiency in a high visual comfort architecturally styled lensed fixture. Balanced reflector and lens curves provide architectural interest with low brightness and low contrast. Completely recessed, provides a clean ceiling with uniform illumination at mounting heights as low as 8 feet | http://www.columbialighting.com/products/tra | tra | 2 | columbia_tra.jpg | 21 | 7 |  | 2 |  |  | 1
165 | TRE | Direct/indirect with a curved lens fully enclosing the lamp compartment. Full distribution light output, completely recessed. | http://www.columbialighting.com/products/tre | tre | 2 | columbia_tre.jpg | 21 | 7 |  |  |  |  | 1
166 | ZPT | Full distribution troffer. Employs T5 or T5HO technology for high efficiency and high performance. Housing depth of only 1-1/2" for a luminaire no taller than standard T-bar rails. Unique telescoping housing minimizes installation depth and simplifies installation | http://www.columbialighting.com/products/zpt | zpt | 2 | columbia_zpt.jpg | 21 | 7 |  | 2 |  |  | 1
167 | 4PS | Specification grade static lens troffer. Hemmed edge housing on all four sides, excellent lamp-to-lens spacing. Steel corner hinges ensure a snug door fit eliminating light leaks. Available for recessed, surface or cable mount. | http://www.columbialighting.com/products/4ps | 4ps | 2 | col_4ps_large.jpg | 21 | 5 |  |  |  |  | 1
168 | LHV | Fluorescent high bay with advanced thermal management. Extremely low profile - only 2" overall height allows fixture to be installed without concern about obstructions. Rotary locking lampholders secure lamp in position and conceal contacts. | http://www.columbialighting.com/products/lhv | lhv | 2 | col_lhv_large.jpg | 21 | 9 |  |  |  |  | 0
169 | LBX Lunabay LED | Decorative LED high bay with high-power LEDs and 4 optic options. | http://www.hubbellindustrial.com/products/lbx/ | lbx-lunabay-led | 2 | hil_lbx_large.jpg | 41 | 3 | 13 |  |  |  | 1
170 | Metro Bollard | The Metro LED Bollard is the perfect solution to low-level lanscape and pathway lighting applications. Two clean styles compliment a wide range of architectural designs. Available in 2 wattages and 4 lighting options. | http://www.beaconproducts.com/products/metro | metro_bollard | 3 | Beacon_metro_bollard.jpg | 14 | 17 | 22 |  |  |  | 1
171 | CMB Bollard | The CMB LED Bolllard is a beautiful option for low-level lighting needs. They can be costumized through options in color, lens material and lens finish. | http://www.beaconproducts.com/products/cmb | cmb_bollard | 3 | Beacon_cmb_bollard.jpg | 14 | 17 | 22 |  |  |  | 1
172 | Flagler Bollard | The Flagler Bolllard is a beautiful option for low-level lighting needs. They can be costumized through options in color, lens material and lens finish. | http://www.beaconproducts.com/products/flagler | flagler_bollard | 3 | Beacon_flagler_bollard.jpg | 14 | 17 |  |  |  |  | 1
173 | Kensington Bollard | The Kensington Bolllard is a beautiful option for low-level lighting needs. They can be costumized through options in color, lens material and lens finish. | http://www.beaconproducts.com/products/kensington | kensington_bollard | 3 | Beacon_kensington_bollard.jpg | 14 | 17 |  |  |  |  | 1
174 | Centennial A Bollard | The Centennial A Bolllard is a beautiful option for low-level lighting needs. They can be costumized through options in color, lens material and lens finish. | http://www.beaconproducts.com/products/centennial_a | centennial_a-bollard | 3 | Beacon_centennial_a_bollard.jpg | 14 | 17 |  |  |  |  | 1
175 | Bristol Park Bollard | The Bristol Park Bolllard is a beautiful option for low-level lighting needs. They can be costumized through options in color, lens material and lens finish. | http://www.beaconproducts.com/products/bristol_park | bristol_park_bollard | 3 | Beacon_bristol_park_bollard.jpg | 14 | 17 | 22 |  |  |  | 1
176 | Docker Bollard | The Docker Bolllard is a beautiful option for low-level lighting needs. They can be costumized through options in color, lens material and lens finish. | http://www.beaconproducts.com/products/docker | docker_bollard | 3 | Beacon_docker_bollard.jpg | 14 | 17 | 22 |  |  |  | 1
177 | Palm Beach Bollard | The Palm Peach Bolllard is a beautiful option for low-level lighting needs. They can be costumized through options in color, lens material and lens finish. | http://www.beaconproducts.com/products/palm_beach | palm_beach_bollard | 3 | bea_palmbeach_large.jpg | 14 | 17 | 22 |  |  |  | 1
178 | Alpha Floodlight | The Alpha Floodlight is an energy and maintenance efficient LED powered floodlight. | http://www.beaconproducts.com/products/alpha | alpha_floodlight | 3 | Beacon_alpha_floodlight.jpg | 14 | 19 | 22 |  |  |  | 1
179 | FL1 | The compact LED floodlight saves energy and maintenance costs and is available in two wattages and four patterns. | http://www.beaconproducts.com/products/fl1 | FL1 | 3 | Beacon_FL1_floodlight.jpg | 14 | 19 | 22 |  |  |  | 1
180 | Windsor | The Windsor is a traditional looking LED light with various options to have a personal touch. | http://www.beaconproducts.com/products/windsor | windsor | 3 | Beacon_windsor.jpg | 14 | 16 | 22 |  |  |  | 1
181 | Monaco | The Monaco LED luminaire has traditional features, but can be personalized with options for lenses, cages, and colors. | http://www.beaconproducts.com/products/monaco | monaco | 3 | Beacon_monaco.jpg | 14 | 16 | 22 |  |  |  | 1
182 | Parklane | The Parklane LED luminaire has traditional features, but can be personalized with options for lenses, cages, and colors. | http://www.beaconproducts.com/products/parklane | parklane | 3 | Beacon_parklane.jpg | 14 | 16 | 22 |  |  |  | 1
183 | Brighton | The Brighton LED luminaire has traditional features, but can be personalized with options for lenses, cages, and colors. | http://www.beaconproducts.com/products/brighton | brighton | 3 | Beacon_brighton.jpg | 14 | 16 | 22 |  |  |  | 1
184 | Central Station | The Central Station LED luminaire has traditional features, but can be personalized with options for lenses, cages, and colors. | http://www.beaconproducts.com/products/central_station | central_station | 3 | Beacon_centralstation.jpg | 14 | 16 | 22 |  |  |  | 1
185 | Pierwalk | The Pierwalk LED luminaire has traditional features, but can be personalized with options for lenses, cages, and colors. | http://www.beaconproducts.com/products/pierwalk | pierwalk | 3 | Beacon_pierwalk.jpg | 14 | 16 | 22 |  |  |  | 1
186 | La Jolla | The La Jolla LED luminaire has traditional features, but can be personalized with options for lenses, cages, and colors. | http://www.beaconproducts.com/products/la_jojlla | la_jolla | 3 | Beacon_lajolla.jpg | 14 | 16 | 22 |  |  |  | 1
187 | Traditional | The Traditional LED luminaire has traditional features, but can be personalized with options for lenses, cages, and colors. | http://www.beaconproducts.com/products/traditional_1 | traditional | 3 | Beacon_traditional.jpg | 14 | 16 | 22 |  |  |  | 1
188 | Magna | The Magna LED luminaire has traditional features, but can be personalized with options for lenses, cages, and colors. | http://www.beaconproducts.com/products/magna | magna | 3 | Beacon_magna.jpg | 14 | 16 | 22 |  |  |  | 1
189 | Waterford | The Waterford LED luminaire has traditional features, but can be personalized with options for lenses, cages, and colors. | http://www.beaconproducts.com/products/waterford | waterford | 3 | Beacon_waterford.jpg | 14 | 16 | 22 |  |  |  | 1
190 | Ischia | The Ischia LED luminaire has traditional features, but can be personalized with options for lenses, cages, and colors. | http://www.beaconproducts.com/products/ischia | ischia | 3 | Beacon_ischia.jpg | 14 | 16 | 22 |  |  |  | 1
191 | Tivoli | The Tivoli LED luminaire has traditional features, but can be personalized with options for lenses, cages, and colors. | http://www.beaconproducts.com/products/tivoli | tivoli | 3 | Beacon_tivoli.jpg | 14 | 16 | 22 |  |  |  | 1
192 | St. Vitus | The St. Vitus LED luminaire has traditional features, but can be personalized with options for lenses, cages, and colors. | http://www.beaconproducts.com/products/st_vitus | st_vitus | 3 | Beacon_stvitus.jpg | 14 | 16 | 22 |  |  |  | 1
193 | Treviso | The Treviso LED luminaire has traditional features, but can be personalized with options for lenses, cages, and colors. | http://www.beaconproducts.com/products/treviso | treviso | 3 | Beacon_treviso.jpg | 14 | 16 | 22 |  |  |  | 1
194 | Vinoy | The Treviso LED luminaire has traditional features, but can be personalized with options for lenses, cages, and colors. | http://www.beaconproducts.com/products/vinoy | vinoy | 3 | Beacon_vinoy.jpg | 14 | 16 | 22 |  |  |  | 1
195 | Piedmont | The Piedmont LED luminaire has traditional features, but can be personalized with options for lenses, cages, and colors. | http://www.beaconproducts.com/products/piedmont | piedmont | 3 | Beacon_piedmont.jpg | 14 | 16 | 22 |  |  |  | 1
196 | London | The LondonLED luminaire has traditional features, but can be personalized with options for lenses, cages, and colors. | http://www.beaconproducts.com/products/london | london | 3 | Beacon_london.jpg | 14 | 16 | 22 |  |  |  | 1
197 | Mediterranean | The Mediterranean LED luminaire has traditional acorn style luminaires, and can be personalized with options for lenses, cages, and colors. | http://www.beaconproducts.com/products/mediterranean | mediterranean | 3 | Beacon_mediterranean.jpg | 14 | 16 | 22 |  |  |  | 1
198 | Cumberland | The Cumberland LED luminaire has traditional features, but can be personalized with options globes and colors. | http://www.beaconproducts.com/products/cumberland | cumberland | 3 | Beacon_cumberland.jpg | 14 | 16 | 22 |  |  |  | 1
199 | Metropolis | The Metropolis LED luminaire has traditional features, but can be personalized with options for lenses, cages, and colors. | http://www.beaconproducts.com/products/metropolis | metropolis | 3 | Beacon_metropolis.jpg | 14 | 16 | 22 |  |  |  | 1
200 | Cambridge | The Cambridge LED luminaire has traditional features, but can be personalized with options for lenses, shades, and colors. | http://www.beaconproducts.com/products/cambridge | cambridge | 3 | Beacon_cambridge.jpg | 14 | 16 | 22 |  |  |  | 1
201 | Bostonian | The Bostonian LED luminaire has traditional features, but can be personalized with options for lenses, cages, and colors. | http://www.beaconproducts.com/products/bostonian | bostonian | 3 | bea_bostonian_large.jpg | 14 | 16 | 22 |  |  |  | 1
202 | Slide | The versatile transitional designed lighting fixture has the ultimate in LED Post Top Lighting. The classic geometric form of a cylinder offers 3 different top shades. 3 LED wattages, and 5 different full cutoff lighting distributions. | http://www.beaconproducts.com/products/slide | slide | 3 | bea_slide_large.jpg | 14 | 16 | 22 |  |  |  | 1
203 | Seti | The Seti is a NO Glare indirect LED lighting fixture, ideal for walkways, atriums, exterior and interior applications with high pedestrian traffic. Offers a wide variety of top shade options. | http://www.beaconproducts.com/products/seti | seti | 3 | bea_seti_large.jpg | 14 | 16 | 22 |  |  |  | 1
204 | Cruzer | The Cruzer is an LED Pole Top luminaire that introduces the concept of unifying the tasks of area, roadway and site lighting with complimentary building fixtures. Design meets strict lighting codes and is available in 6 different lighting distributions. | http://www.beaconproducts.com/products/cruzer | cruzer | 3 | bea_cruzer_large.jpg | 14 | 16 | 22 |  |  |  | 1
205 | Urban | The Urban LED luminaire is desired for roadway or area lighting. It offers 4 styles, 2 different shades, 4 LED wattages, and 6 full cutoff lighting distributions. has traditional features, but can be personalized with options for lenses, cages, and colors. | http://www.beaconproducts.com/products/urban | urban | 3 | bea_urban_large.jpg | 14 | 16 | 22 |  |  |  | 1
206 | Viper | The Viper LED luminaire is available in two sizes with a wide choice of different LED wattaage configurations and optical distributions. % different mounting options offered. | http://www.beaconproducts.com/products/viper | viper | 3 | beac_viper_5.jpg | 14 | 16 | 22 |  |  |  | 1
207 | Cadet | The Cadet Luminaire is high performance LED energy and maintenance lighting solution, designed with optical versatility. Markets include: Flags, Columns, Statues, Security, Building Flood-lighting, Landscapes. | http://www.beaconproducts.com/products/cadet | cadet | 3 | bea_cadet_large.jpg | 14 | 19 | 22 |  |  |  | 1
208 | ALF Architectural 6 Wall Mount | An LED wall mount for doorways, entrances or small illumination. | http://www.hubbelloutdoor.com/products/alf_architectural_6_led_wall_mount | alf_architectural_6_wall_mount | 2 | hubbell.alfarchitectural6ledwallmount.jpg | 43 | 18 | 22 |  |  |  | 1
209 | Compact Wall Sconce | Accent wall sconce for mounty 8-12 ft. Has removable internal shield that allows up/down light distribution. | http://www.hubbelloutdoor.com/products/compact_wall_sconce/ | compact_wall_sconce | 2 | hubbell.compactwallsconce.jpg | 43 | 18 |  |  |  |  | 1
210 | NRG 312LU | Vandal resistant design and vandal proof hardware make it perfect for non-supervised applications where energy savings, low maintenance and rugged construction are desired. Perfect for entry or single story perimeter lighting. | http://www.hubbelloutdoor.com/products/nrg312lu/ | nrg_312lu | 2 | hubbell.nrg312lu.jpg | 43 | 18 | 22 |  |  |  | 1
211 | NRG 300B Series | Wide lateral spread from Metal halide, HPS and CFL sources. Standard Bronze finish with white finish available on some CFL units. Designed for 6-10 foot perimeter lighting applications. | http://www.hubbelloutdoor.com/products/nrg_300b_series/ | nrg_300b_series | 2 | hubbell.nrg300bseries.jpg | 43 | 18 |  |  |  |  | 1
212 | NRG 200B Series | A decorative perimeter wallback that features motion sensor controlled illumination. These units save energy and provide instant-on light for commercial and residential applications. | http://www.hubbelloutdoor.com/products/nrg_200b_series_1/ | nrg_200b_series | 2 | hubbell.nrg200bseries.jpg | 43 | 18 |  |  |  |  | 1
213 | NRG 1100 | Full cutoff compact wallpack for use for wall perimeter or entry at mounting 8-15 feet. Meets strict lighting codes with neighdor-friendly full cutoff distribution. | http://www.hubbelloutdoor.com/products/nrg_1100/ | nrg_1100 | 2 | hubbell.nrg1100.jpg | 43 | 18 |  |  |  |  | 1
214 | NRG 31X | A shielded wallpack with cast aluminum housing and clear polycarbonate lens. Low wattage 50 watt metal halide or 50/70 watt HPS. Units are dual tap 120/277 volt and are complete medium base lamp. For wall perimeter or entry applications requiring energy efficiency and low maintenance. | http://www.hubbelloutdoor.com/products/nrg_31x/ | nrg_31x | 2 | hubbell.nrg31x.jpg | 43 | 18 |  |  |  |  | 1
215 | Perimaliter PVL3 | The sharp prisms capable on the door allow spacings of 6 times typical mounting heights of 12-15ft. Energy-saving 69w LED and HID system up to 150w. | http://www.hubbelloutdoor.com/products/perimaliter_pvl/ | perimaliter_pvl3 | 2 | hubbell.perimaliterpvl3.jpg | 43 | 18 | 22 |  |  |  | 1
216 | perimaliter PGM3/PGL | Energy saving 68w LED and HID systems up to 400w. Sources include metal halide, HPS and pulse start. Units provide wide lateral coverage with non-cutoff distribution. | http://www.hubbelloutdoor.com/products/perimaliter_pgmpgl/ | perimaliter_pgm3/pgl | 2 | hubbell.perimaliterpgm3-pgl.jpg | 43 | 18 | 22 |  |  |  | 1
217 | Egress Perimaliter PVL3 | Wall mount perimeter lighting now offered in twin lamp Compact Flourescent. | http://www.hubbelloutdoor.com/products/egress_perimaliter_pvl3/ | egress perimaliter PVL3 | 2 | hubbell.egressperimaliterpvl3.jpg | 43 | 18 |  |  |  |  | 1
218 | WGS Series | Puts the light where you need it! Wattage range is 50-175. Use for wall perimeter or entry at mounting heights of 8-15 feet. Meets strict lighting codes with neighbor-friendly full cutoff distribution. | http://www.hubbelloutdoor.com/products/wgc_series/ | wgs_series | 2 | hubbell.wgcseries.jpg | 43 | 18 |  |  |  |  | 1
219 | WGL Series | Wallpack fill cut-off series designed for perimeter illuminationof walls with typical mounting heights of 15'-25'. | http://www.hubbelloutdoor.com/products/wgl_series_wallpack/ | wgl_series | 2 | hubbell.wglserieswallpack.jpg | 43 | 18 |  |  |  |  | 1
220 | WGM Series | Designed for perimeter illumination of walls with typical mounting heights of 10' - 15'. | http://www.hubbelloutdoor.com/products/wgm_series_wallpack/ | wgm_series | 2 | hubbell.wgmserieswallpack.jpg | 43 | 18 |  |  |  |  | 1
221 | WGH Glass Wallpacks | Refractor spreads light and softens lamp image. Available in 41w LED and 84-400 watt traditional sources. | http://www.hubbelloutdoor.com/products/wgh_glass_wallpacks/ | wgh_glass_wallpacks | 2 | hubbell.wghglasswallpacks.jpg | 43 | 18 | 22 |  |  |  | 1
222 | WGH/WPH Wallpack | Compact wallpacks can be used for large entry areas or perimeter lighting with typical mount heights 8-12 feet. | http://www.hubbelloutdoor.com/products/wghwph_wallpack/ | wgh/wph_wallpack | 2 | hubbell.wgh-wphwallpack.jpg | 43 | 18 |  |  |  |  | 1
223 | Euroluxe | Die cast aluminum housing and trims, borosilicate frosted glass lens and silicone gasketing provide an attractive unit with long life construction. Selection includes LED, incandescent, flourescent or high pressure sodium. Incadescent allows dimming and wide range of wattage, color, and lumen choices. | http://www.hubbelloutdoor.com/products/euroluxe/ | euroluxe | 2 | hubbell.euroluxe.jpg | 43 | 18 | 22 |  |  |  | 1
224 | DDL Multi-purpose Dusk-to-Dawn LED Luminaire | Multi-purpose dusk_to_dawn LED luminaire provides general purpose area/security, roadway and landscape lighting. Zero uplight design. | http://www.hubbelloutdoor.com/products/ddl_multipurpose_dusktodawn_led_luminaire/ | ddl_multi_purpose_dusk_to_dawn_led_luminaire | 2 | hubbell.ddlmultipurposedusktodawnledluminaire.jpg | 43 | 18 | 22 |  |  |  | 1
225 | VBGL-VWGL Wet Location LED Vaportites | Wall/Ceiling/Pendant entry, corridor, tummel, service area, stairwell, or retro-accent, compact size ideal for traditional vaportite locations. | http://www.hubbelloutdoor.com/products/vbgl_vwgl_wet_location_led_vaportites/ | vbgl_vwgl_wet_location_led_vaportites | 2 | hubbell.vbgl-vwglwetlocationledvaportites.jpg | 43 | 17 | 22 |  |  |  | 0
226 | VBGL-VWGL Wet Location LED Vaportites | Wall/Ceiling/Pendant entry, corridor, tummel, service area, stairwell, or retro-accent, compact size ideal for traditional vaportite locations. | http://www.hubbelloutdoor.com/products/vbgl_vwgl_wet_location_led_vaportites/ | vbgl_vwgl_wet_location_led_vaportites | 2 | hubbell.vbgl-vwglwetlocationledvaportites.jpg | 43 | 18 | 22 |  |  |  | 0
227 | Vaportites | Wall mount or box/pendent, units completely assembled. Complete with glass globe and guard. | http://www.hubbelloutdoor.com/products/vaportites/ | vaportites | 2 | hubbell.vaportites.jpg | 43 | 17 |  |  |  |  | 0
228 | Vaportites | Wall mount or box/pendent, units completely assembled. Complete with glass globe and guard. | http://www.hubbelloutdoor.com/products/vaportites/ | vaportites | 2 | hubbell.vaportites.jpg | 43 | 18 |  |  |  |  | 0
229 | FSL Compact Architectural LED Flood | Ultra-compact size for safety/security, façade, area, or signs. | http://www.hubbelloutdoor.com/products/fsl_compact_architectural_led_flood/ | fsl_compact_architectural_led_flood | 2 | hubbell.fslcompactarchitecturalledflood.jpg | 43 | 19 | 22 |  |  |  | 1
230 | FML Architectural LED Flood | Meets DesignLights Consortium (DLC) qualifications. | http://www.hubbelloutdoor.com/products/fml_architectural_led_flood/ | fml_architectural_led_floodlight | 2 | hubbell.fmlarchitecturalledflood.jpg | 43 | 19 | 22 |  |  |  | 1
231 | Miniliter LED | The new LED flood features multiple beam patterns and color temperatures, two mounting options, a rugged design and the highest energy efficiency to solve your floodlighting needs. | http://www.hubbelloutdoor.com/products/miniliter_led/ | miniliter_led | 2 | hubbell.miniliterled.jpg | 43 | 19 | 22 |  |  |  | 1
232 | Magnuliter MLED | Available in 80 LED configuration the MLED floodlights are versatile for many floodlighting applications: safetly/security, building façade, flag or large signs. | http://www.hubbelloutdoor.com/products/magnuliter_mled/ | magnuliter_mled | 2 | hubbell.magnulitermled.jpg | 43 | 19 | 22 |  |  |  | 1
233 | ALF Architectural 12 LED Floodlight | The low profile linear size allows the flood to be easily hidden or blend into the landscape environment. | http://www.hubbelloutdoor.com/products/alf_architectural_12_led_floodlight/ | alf_architectural_12_led_floodlight | 2 | hubbell.alfarchitectural12ledfloodlight.jpg | 43 | 19 | 22 |  |  |  | 1
234 | ALF Architectural 6 LED Floodlight | The compact size allows the flood to be easilyy hidden or blend into the landscape environment, | http://www.hubbelloutdoor.com/products/alf_architectural_led_floodlight/ | alf_architectural_6_led_floodlight | 2 | hubbell.alfarchitectural6ledfloodlight.jpg | 43 | 19 | 22 |  |  |  | 1
235 | Façade Flood | Die cast aluminum housing and knuckle with polycarbonate door frame. Has tool free entry for easy maintainance. | http://www.hubbelloutdoor.com/products/facade_flood/ | façade_flood | 2 | hubbell.facadeflood.jpg | 43 | 19 |  |  |  |  | 1
236 | Microliter | Compact flood with rotatable optics. Small design is easily hidden, yet can deliver up to 175 watt metal halide output. A narrow beam 175w unit is excellent for flag lighting at 20-30ft. | http://www.hubbelloutdoor.com/products/microliter/ | microliter | 2 | hubbell.microliter.jpg | 43 | 19 |  |  |  |  | 1
237 | Miniliter V | Compact, wide beam and tool-free entry for simple serviceing. Yoke and knuckle mounting is offered. Perfect for lighting a sign, façade, area, accent, and general security. Can be mounted on ground, wall, or pole. Available from 150 - 400 watt packages. | http://www.hubbelloutdoor.com/products/miniliter_v/ | miniliter_v | 2 | hubbell.miniliterv.jpg | 43 | 16 |  |  |  |  | 0
238 | Miniliter V | Compact, wide beam and tool-free entry for simple serviceing. Yoke and knuckle mounting is offered. Perfect for lighting a sign, façade, area, accent, and general security. Can be mounted on ground, wall, or pole. Available from 150 - 400 watt packages. | http://www.hubbelloutdoor.com/products/miniliter_v/ | miniliter_v | 2 | hubbell.miniliterv.jpg | 43 | 18 |  |  |  |  | 1
239 | Miniliter V | Compact, wide beam and tool-free entry for simple serviceing. Yoke and knuckle mounting is offered. Perfect for lighting a sign, façade, area, accent, and general security. Can be mounted on ground, wall, or pole. Available from 150 - 400 watt packages. | http://www.hubbelloutdoor.com/products/miniliter_v/ | miniliter_v | 2 | hubbell.miniliterv.jpg | 43 | 19 |  |  |  |  | 1
240 | Magnuliter MV/MK | Die cast aluminum housing and door provide protection to internal components and provide heat dissapation. Vertical lamp units (MV) have wide beam for closer set backs. Horizontal lamp units (MH) have either medium or narrow beams for greater punch and set back applications. | http://www.hubbelloutdoor.com/products/magnuliter_mvmh/ | magnuliter_mv/mk | 2 | hubbell.magnulitermv-mh.jpg | 43 | 19 |  |  |  |  | 1
241 | Quartzliter QL | A full size with deep fins to allow the lamp to run at or below rated temperature for true 2000hr lamp life. | http://www.hubbelloutdoor.com/products/quartzliter_ql/ | quartzliter_ql | 2 | hubbell.quartzliterql.jpg | 43 | 19 |  |  |  |  | 1
242 | Q Series Quartz Floods | General and accent flood lighting where short burning hours are planned. Instant on/off. | http://www.hubbelloutdoor.com/products/q_series_quartz_floods/ | q_series_quarts_floods | 2 | hubbell.qseriesquartzfloods.jpg | 43 | 19 |  |  |  |  | 1
243 | 306 Lampholder | Uses PAR56 lamps, 300watt incadescent or 500watt quarts. 1/2" swivel knuckle allows universal aiming in wet locations. | http://www.hubbelloutdoor.com/products/306_lampholder/ | 306_lampholder | 2 | hubbell.306lampholder.jpg | 43 | 19 |  |  |  |  | 1
244 | S/M Series | Security or welcome lighting using a complete kit or by control other electrical devices. | http://www.hubbelloutdoor.com/products/sm_series/ | s/m_series | 2 | hubbell.s-mseries.jpg | 43 | 18 |  |  |  |  | 1
245 | R2LHQ | Security floodlighting with energy saving 130 degree detection. | http://www.hubbelloutdoor.com/products/r2lhq/ | r2lhq | 2 | hubbell.r2lhq.jpg | 43 | 18 |  |  |  |  | 1
246 | QWL Quartz Worklights | Use where temporary extra light is needed or where no light exists. Five foot cord set with with switch allows flexible use and safe on/off. Two styles are offered. | http://www.hubbelloutdoor.com/products/qwl_quartz_worklights/ | qwl_quartz_worklights | 2 | hubbell.qwlquartzworklights.jpg | 43 | 16 |  |  |  |  | 0
247 | 12V LED Recessed | Provides hidden light source. For accent lighting of trees, columns and building facades. | http://www.hubbelloutdoor.com/products/12v_led_recessed/ | 12v_led_recessed | 2 | hubbell.12vledrecessed.jpg | 43 | 20 | 22 |  |  |  | 1
248 | Roadway RL Expanded Features | Build it your way! Selections begin with non-cutoff distributions and go on forever. Perfect for street, highway, parking, and security area lighting. | http://www.hubbelloutdoor.com/products/roadway_rl_series | roadway_rl_expanded_features | 2 | hol_rlrmexpanded_large.jpg | 43 | 16 |  |  |  |  | 1
249 | Roadway RL LED | Features optimum uniformity, elimination of 'hot spots' and zero uplight performance. Designed for roadway, parking, area and perimeter lighting. | http://www.hubbelloutdoor.com/products/roadway_rl_led | roadway_rl_led | 2 | hol_rl_large.jpg | 43 | 16 | 22 |  |  |  | 1
250 | Roadway RL Standard Features | Choice of refractor or full cutoff flat glass units. Wattage range from 250-400 watt. Street, highway, parking, and security area lighting. | http://www.hubbelloutdoor.com/products/rl_series | roadway_rl_standard_features | 2 | hol_rlrmexpanded_large.jpg | 43 | 16 |  |  |  |  | 1
251 | Roadway RM Expanded Features | A dense, self-filtering, felt gasket seals both optic systems with a screw and latch closure. Build to your own design. | http://www.hubbelloutdoor.com/products/roadway_rm_series | roadway_rm_expanded_features | 2 | hol_rlrmexpanded_large.jpg | 43 | 16 |  |  |  |  | 1
252 | Roadway RM LED | LED luminair features optimum uniformity, elimination of "hot spots" and zero uplight performance. | http://www.hubbelloutdoor.com/products/roadway_rm_led_series | roadway_rm_led | 2 | hol_rm_large.jpg | 43 | 16 | 22 |  |  |  | 1
253 | Roadway RM Standard Features | Street, highway, parking, and security area lighting. Now available in energy-saving induction system. | http://www.hubbelloutdoor.com/products/rm_series | roadway_rm_standard_features | 2 | hol_rlrmstandard_large.jpg | 43 | 16 |  |  |  |  | 1
254 | Roadway Solar | This DC unit is powered by the solar panel and battery that is custom designed for your location. | http://www.hubbelloutdoor.com/products/roadway_dc_rmct | roadwa_ysolar | 2 | hol_rmctd_large.jpg | 43 | 16 | 22 |  |  |  | 1
255 | FLL Architectural 28 LED Floodlight | Large LED floodlight. | http://www.hubbelloutdoor.com/products/fll_architectural_28_led_floodlight | fll_architectural_28_led_floodlight | 2 | hol_fll_large.jpg | 43 | 19 | 22 |  |  |  | 1
256 | FXL Architectural 56 LED Floodlight | Large LED floodlight. | http://www.hubbelloutdoor.com/products/fxl_architectural_56_led_floodlight | fxl_architectural_56_led_floodlight | 2 | hol_fxl_large.jpg | 43 | 19 | 22 |  |  |  | 1
257 | Smile A-3350A/A-3351A/A-3352A | Conceived and designed especially to light the bathroom's courtesy area. light up without dazzling and without creating shadowy annoyances. To achieve this goal, linear metal is applied to the lamp with a top and bottom translucent methacrylate diffuser. Smile can be placed on the mirror or on one or both sides of it, providing continuous and indirect light. | http://www.estiluz.com/en/product/smile-3350A-3351A-3352A | smile-a-3350a-a-3351a-a-3352a | 4 | Smile_A_3352A_1_0.jpg | 35 | 4 |  |  |  |  | 1
258 | Emma T-3400L/T-3401/T-3401L | The series comprises a suspension lamp and a wall light, in 320, 400 and 600 mm models. Metallic flush mount providing direct light. Bottom acrylic diffuser. | http://www.estiluz.com/en/product/emma-t-3400l-t-3401-t-3401l | emma-t3400l-t-3401-t-3401l | 4 | Emma_t-3400_i2.jpg | 35 | 5 | 13 |  |  |  | 1
259 | Piu A-3320/A-3320L | LED wall sconce, functional minimalist look with an architectural approach: the asymmetrically folded plate is an architect’s interpretation of the “form follows function” principle on which the PIU design is based. | http://www.estiluz.com/en/product/piu-3320-3320l | piu-a-3320-a-3320l | 4 | Piu_A_3320_blanca.jpg | 35 | 4 | 13 |  |  |  | 1
260 | Cornet A-3332 | A LED wall fixture lamp of small dimensions. Metallic reading wall sconce with a conical, adjustable head. Driver included and requires remote installation. | http://www.estiluz.com/en/product/cornet-3332 | cornet-a-3332 | 4 | Cornet_A_3332.jpg | 35 | 4 | 13 |  |  |  | 1
261 | Cornet A-3331 | Metallic LED wall sconce which provides direct light. Rotating arm with a conical adjustable reading head. On/off switch for reading light. Has two possibilities to be placed on the right or on the left side. | http://www.estiluz.com/en/product/cornet-3331 | cornet-a-3331 | 4 | Cornet_A_3331.jpg | 35 | 4 | 13 |  |  |  | 1
262 | A-2301 | A rectangular cube shaped sconce characterized by its simple design and straight lines. Provides direct and indirect light. Glass diffuser on top and bottom. | http://www.estiluz.com/en/product/2301 | a-2301 | 4 | A_2301_2.jpg | 35 | 4 |  |  |  |  | 1
263 | A-2303 | A triple rectangular cube shaped sconce characterized by its simple design and straight lines. Provides direct and indirect light. Glass diffuser on top and bottom. | http://www.estiluz.com/en/product/2303 | a-2303 | 4 | A_2303.jpg | 35 | 4 |  |  |  |  | 1
264 | Quepi Due T-5735 | Pendant with an extra-fine double stainless steel shade, white satin glass lamp diffuser. Adjustable height. | http://www.estiluz.com/en/product/quep%C3%AD-due-t-5735 | quepi-due-t-5735 | 4 | Quepi_due_T_5735.jpg | 35 | 3 | 13 |  |  |  | 1
265 | Cornet A-3330 | Reading wall sconce with a conical, adjustable head. | http://www.estiluz.com/en/product/cornet-3330-0 | cornet-a-3330 | 4 | Cornet_A_3330_0.jpg | 35 | 4 | 13 |  |  |  | 1
266 | Kant A-3260 | LED wall sconce. Swing arm with adjustable head. On/off switch.Field removable arm allows the switch installation on right or left side. | http://www.estiluz.com/en/product/kant-3260 | kant-a-3260 | 4 | Kant_A_3060.jpg | 35 | 4 | 13 |  |  |  | 1
267 | A-1247A | Wall sconce, satin white glass. Glass diffuser for top and bottom. "Tool-less" entry for relamping. Frame opens at side hindges. Multiple lamp options. | http://www.estiluz.com/en/product/1247a | a-1274a | 4 | A_1237A.jpg | 35 | 4 | 13 |  |  |  | 1
268 | Miris A-3110 | Wall sconce providing direct and indirect light. White shade made of polyester fiber protected by a PVC coating. Multiple lamp options. | http://www.estiluz.com/en/product/miris-3110 | miris-a-3110 | 4 | Miris_A_3110.jpg | 35 | 4 | 13 |  |  |  | 1
269 | A-1087 | Wall sconce with transparent semi-circle glass and metal finished edge, provides indirect light. | http://www.estiluz.com/en/product/1087 | a-1087 | 4 | A_1087.jpg | 35 | 4 |  |  |  |  | 1
270 | Siso A-2990 | Wall sconce has a white, satinized glass shade surrounded by three decorative aluminum rings that give out both direct and indirect light. Multiple lamp options. | http://www.estiluz.com/en/product/siso-2990 | siso-a-2990 | 4 | Siso_A_2990.jpg | 35 | 4 | 13 |  |  |  | 1
271 | Obs A-3220/A-3220L | Metallic wall sconce providing indirect light. Adjustable head with a lateral swing up to 60º. Decorative chrome stick. | http://www.estiluz.com/en/product/obs-3220-3220l | obs-a-3220-a-3220l | 4 | Obs_A_3220_1.jpg | 35 | 4 | 13 |  |  |  | 1
272 | Plec A-3060/A-3060L | Manufactured in cast aluminum with timeless discreet design transforrns light into a second skin on the surface, emerging from a subtle curve in the base and creating specific beams of warm light. | http://www.estiluz.com/en/product/plec-3060-3060l | plec-a-3060-a-3060l | 4 | Plec_A_3060.jpg | 35 | 4 | 13 |  |  |  | 1
273 | Dot T-2902x | Flushmount providing direct light. Shade is made of satinated polyethylene (translucent) | http://www.estiluz.com/en/product/dot-t-2902x | dot-t-2902x | 4 | Dot_t_2902X.jpg | 35 | 5 |  |  |  |  | 1
274 | Carpet A2910/A2910L | Wall sconce providing direct and indirect light. White satin methacrylate (fluorescent and LED only) and bottom metal diffuser. | http://www.estiluz.com/en/product/carpet-2910-2910l-2910a | carpet-a-2910-a-2910l | 4 | Carpet_A_2910_1.jpg | 35 | 4 | 13 |  |  |  | 1
275 | Carpet A-2911 | Wall sconce providing direct and indirect light. White satin methacrylate and bottom metal diffuser. It has a flexible arm for reading and two independent switches. | http://www.estiluz.com/en/product/carpet-2911 | carpet-a-2911 | 4 | Carpet_A_2911.jpg | 35 | 4 | 13 |  |  |  | 1
276 | Bent T-2752/T-2752F | Square flushmount. White satin curved glass with two supports in opposite vertexes. | http://www.estiluz.com/en/product/bent-t-2752-t-2752f | bent-t-2752-t-2752f | 4 | Bent_t_2752.jpg | 35 | 5 |  |  |  |  | 1
277 | Moon A-3010/A3010N | Metallic reading wall light. Swing arm with switch located in the head. | http://www.estiluz.com/en/product/moon-3010-3010n | moon-a-3010-a-3010n | 4 | Moon_A_3010_0.jpg | 35 | 4 | 13 |  |  |  | 1
278 | Nan A-3001 | Wall sconce with smooth conical design, providing direct and indirect ligh. White opal glass and has multiple lamp options. | http://www.estiluz.com/en/product/nan-3001 | nan-a-3001 | 4 | Nan_A_3000.jpg | 35 | 4 | 13 |  |  |  | 1
279 | Nan A-3040X/A-3040LX | Wall sconce with conical design, providing direct and indirect light. Satinated polyethylene translucent material for the A-3040X/LX (suitable for outdoor use). | http://www.estiluz.com/en/product/nan-3040x-3040lx | nan-a-3040x-a-3040lx | 4 | Nan_A_3000_side_0.jpg | 35 | 4 | 13 |  |  |  | 1
280 | Nan A-3040X/A-3040LX | Wall sconce with conical design, providing direct and indirect light. Satinated polyethylene translucent material for the A-3040X/LX (suitable for outdoor use). | http://www.estiluz.com/en/product/nan-3040x-3040lx | nan-a-3040x-a-3040lx | 4 | Nan_A_3000_side_0.jpg | 35 | 18 | 22 |  |  |  | 1
281 | Iris A-2710/2710F | Half- moon shaped wall sconce providing direct and indirect light. White or black shade made of polyester fiber protected by a PVC coating. Glass diffuser on bottom. | http://www.estiluz.com/en/product/iris-2710-2710f | iris-a-2710-2710f | 4 | Iris_A_2710.jpg | 35 | 4 |  |  |  |  | 1
282 | Dona T-2554/T-2544F | Flushmount luminaire displays wavy lines and gentle contours. Opal white satin glass. Glass diffuser on top (direct and indirect light) | http://www.estiluz.com/en/product/dona-t-2544-t-2544f | dona-t-2554-t-2544f | 4 | Dona_t_2543_0.jpg | 35 | 5 |  |  |  |  | 1
283 | Dona T-2543/T-2543F | Flushmount luminaire displays wavy lines and gentle contours. Opal white satin glass. | http://www.estiluz.com/en/product/dona-t-2543-t-2543f | dona-t-2543-t-2543f | 4 | Dona_t_2543.jpg | 35 | 5 |  |  |  |  | 1
284 | Iris A-2810 | Wall sconce providing direct and indirect light. White or black shade made of polyester fiber protected by a PVC coating. | http://www.estiluz.com/en/product/iris-2810 | iris-a-2810 | 4 | Iris_A_2810_1.jpg | 35 | 4 |  |  |  |  | 1
285 | T-2149/T-2149F | Flushmount. White satin glass. “Tool-less” entry for relamping. Frame opens at side hinges. | http://www.estiluz.com/en/product/t-2149-t-2149f | t-2149-t-2149f | 4 | t_2149.jpg | 35 | 5 |  |  |  |  | 1
286 | T-2149/T-2149F | Wall sconce. White satin glass. “Tool-less” entry for relamping. Frame opens at side hinges. | http://www.estiluz.com/en/product/t-2149-t-2149f | t-2149-t-2149f | 4 | t_2149.jpg | 35 | 4 |  |  |  |  | 1
287 | Venezia A-2530 | Metallic wall sconce providing direct and indirect light. Bottom opal glass diffuser. | http://www.estiluz.com/en/product/venezia-2530 | venezia-a-2530 | 4 | Venezia_A_2530.jpg | 35 | 4 |  |  |  |  | 1
288 | Wall A-3002L | Isosceles triangle LED wall sconce proving indirect light. | http://www.estiluz.com/en/product/wall-3002l | wall-a-3002l | 4 | Wall_A_3002.jpg | 35 | 4 | 13 |  |  |  | 1
289 | Mikonos A-2520 | Incandescent or fluorescent wall sconce with a satin or white finish and a white optical glass at the top and bottom. Provides direct and indirect light. Available in LED. | http://www.estiluz.com/en/product/mikonos-2520 | mikonos-a-2520 | 4 | Mikonos_A_2520.jpg | 35 | 4 | 13 |  |  |  | 1
290 | Butterfly A-2730 | Metallic bi-color wall sconce providing direct and indirect light. White satin glass diffuser on the bottom. | http://www.estiluz.com/en/product/butterfly-2730 | butterfly-a-2730 | 4 | Butterfly_A_2730.jpg | 35 | 4 |  |  |  |  | 1
291 | A-2305/A-2305L | Minimal cube shaped wall sconce. White pyrex glass diffuser on top and bottom. | http://www.estiluz.com/en/product/2305-2305l | a-2305-a-2305l | 4 | A_2305.jpg | 35 | 4 | 13 |  |  |  | 1
292 | A-1153 | Metallic wall sconce with a half-round shaped tube. Provides direct and indirect light. | http://www.estiluz.com/en/product/1153 | a-1153 | 4 | A_1153.jpg | 35 | 4 |  |  |  |  | 1
293 | A-2038/A-2038L | Metallic up-light halogen wall sconce with a pyrex glass diffuser. Optional LED version. Can be mounted in a reverse position. | http://www.estiluz.com/en/product/2038-2038l | a-2038-a-2038l | 4 | A_2038_0.jpg | 35 | 4 | 13 |  |  |  | 1
294 | A-2039L | Metallic up-light halogen wall sconce with a pyrex glass diffuser. Can be mounted in a reverse position. | http://www.estiluz.com/en/product/2039l | a-2039l | 4 | A_2038.jpg | 35 | 4 | 13 |  |  |  | 1
295 | T-510A | Circular flushmount with a white satin optical glass supported by three metal clips available in several finishes. | http://www.estiluz.com/en/product/t-510a | t-510a | 4 | t_510A_2.jpg | 35 | 5 |  |  |  |  | 1
296 | T-510A | Circular wall mount with a white satin optical glass supported by three metal clips available in several finishes. | http://www.estiluz.com/en/product/t-510a | t-510a | 4 | t_510A_2.jpg | 35 | 4 |  |  |  |  | 1
297 | A-1154 | Metallic wall sconce with a half-round shaped tube. Provides direct and indirect light. | http://www.estiluz.com/en/product/1154 | a-1154 | 4 | A_1154_0.jpg | 35 | 4 |  |  |  |  | 1
298 | T-515A/T-515AL/T-517A | Circular flushmount with a white satin optical glass supported by three metal clips available in several finishes. Optional LED version. | http://www.estiluz.com/en/product/t-515a-t-515al-t-517a | t-515a-t-515al-t-517a | 4 | t_510A_0.jpg | 35 | 5 | 13 |  |  |  | 1
299 | T-515A/T-515AL/T-517A | Circular wall mount with a white satin optical glass supported by three metal clips available in several finishes. Optional LED version. | http://www.estiluz.com/en/product/t-515a-t-515al-t-517a | t-515a-t-515al-t-517a | 4 | t_510A_0.jpg | 35 | 4 | 13 |  |  |  | 1
300 | A-8000 | A quartersphere wall sconce composed of a metallic structure finished in nickel, gold or white and carefully holding a white satin glass. | http://www.estiluz.com/en/product/8000 | a-8000 | 4 | A_8000.jpg | 35 | 4 |  |  |  |  | 1
301 | Paris A-2415 | A single white tulip wall sconce. White hand blown cased glass shade. Lamp up or lamp down. | http://www.estiluz.com/en/product/paris-2415 | paris-a-2415 | 4 | Paris_A_2415.jpg | 35 | 4 | 13 |  |  |  | 1
302 | Tovier A-2403 | An elegant body made of a single piece of gently bent metal holds the white opal glass shade, which slides in the body and then sits on a bracket, appearing to float above base. | http://www.estiluz.com/en/product/tovier-2403 | tovier-a-2403 | 4 | Tovier_A_2403.jpg | 35 | 4 | 13 |  |  |  | 1
303 | A-8070A | Wall sconce with three white opal glass shades are supported by a metallic nickel plated body. | http://www.estiluz.com/en/product/8070a | a-8070a | 4 | A_8070A_1.jpg | 35 | 4 | 13 |  |  |  | 1
304 | A-8081A | Wall sconce with three white opal glass shades are supported by a metallic nickel plated body. | http://www.estiluz.com/en/product/8081a | a-8081a | 4 | A_8081A.jpg | 35 | 4 | 13 |  |  |  | 1
305 | A-8084A | Wall sconce with three white opal glass shades are supported by a metallic nickel plated body. | http://www.estiluz.com/en/product/8084a | a-8084a | 4 | A_8081A_0.jpg | 35 | 4 | 13 |  |  |  | 1
306 | A-8073A | Wall sconce with three white opal glass shades are supported by a metallic nickel plated body. | http://www.estiluz.com/en/product/8073a | a-8073a | 4 | A_8073A.jpg | 35 | 4 | 13 |  |  |  | 1
307 | A-1245G | Wall sconce providing direct and indirect light. Satin Pyrex glass shade. | http://www.estiluz.com/en/product/1245g | a-1245g | 4 | A_1245G.jpg | 35 | 4 |  |  |  |  | 1
308 | A-550/A-550L | A semi-spherical concave shaped wall sconce. Provides indirect light. | http://www.estiluz.com/en/product/550-550l | a-550-a-550l | 4 | A_550.jpg | 35 | 4 | 13 |  |  |  | 1
309 | A-1090 | Wall sconce with concave shade, provides indirect light. | http://www.estiluz.com/en/product/1090 | a-1090 | 4 | A_1090.jpg | 35 | 4 |  |  |  |  | 1
310 | A-6007 | Wall sconce with concave metal shade projects light both to the top and bottom, providing direct and indirect light. | http://www.estiluz.com/en/product/6007 | a-6007 | 4 | A_6007.jpg | 35 | 4 |  |  |  |  | 1
311 | A-1149 | Wall sconce with concave metal shade projects light both to the top and bottom, providing direct and indirect light. | http://www.estiluz.com/en/product/1149 | a-1149 | 4 | A_1149.jpg | 35 | 4 |  |  |  |  | 1
312 | A-1120 | Metallic wall sconce providing direct and indirect light. | http://www.estiluz.com/en/product/1120 | a-1120 | 4 | A_1120.jpg | 35 | 4 |  |  |  |  | 1
313 | A-1136/A-1136L | Metallic wall sconce providing direct light. Both the arm and head articulate. Integrated transformer with double intensity switch (35 and 50W) for halogen source or 4W LED source warm white. | http://www.estiluz.com/en/product/1136-1136l | a-1136-a-1136l | 4 | A-1136.jpg | 35 | 4 | 13 |  |  |  | 1
314 | Shadow T-2935 | Aluminium pendant with polycarbonate diffuser on the bottom.The shade comprises a set of identical rectangular pieces of bent lacquered aluminum and an internal polycarbonate infuser that distributes the light evenly throughout the lamp. | http://www.estiluz.com/en/product/shadow-t-2935 | shadow-t-2935 | 4 | Shadow_T-2935.jpg | 35 | 3 |  |  |  |  | 1
315 | Maine T-3411 | Metallic flushmount with an acrylic diffuser. | http://www.estiluz.com/en/product/maine-t-3411 | maine-t-3411 | 4 | Maine_t-3411.jpg | 35 | 5 | 13 |  |  |  | 1
316 | Siss T-3213/T-3213A/T-3213F | Flushmount aluminium circular structure and glossy white glass. | http://www.estiluz.com/en/product/siss-t-3213-t-3213a-t-3213f | siss-t-3213-t-3213a-t-3213f | 4 | Siss_t_3212_0.jpg | 35 | 5 |  |  |  |  | 1
317 | Obs T-3222/T-3222L | Metallic flushmount providing indirect light. Adjustable head with a lateral swing up to 60º. Decorative chrome stick. | http://www.estiluz.com/en/product/obs-t-3222-t-3222l | obs-t-3222-t-3222l | 4 | Obs_t_3222.jpg | 35 | 5 | 13 |  |  |  | 1
318 | Nebula T-3133 | A flattened glass globe finished with a chrome elegant button. Provides direct and indirect light. | http://www.estiluz.com/en/product/nèbula-t-3133 | nebula-t-3133 | 4 | Nebula_t_3133.jpg | 35 | 5 | 13 |  |  |  | 1
319 | Balloon T-3052 | Flushmount providing direct and indirect light. Shade is made of satinated translucent polyethylene. | http://www.estiluz.com/en/product/balloon-t-3052 | balloon-t-3052 | 4 | Balloon_t_3052.jpg | 35 | 5 |  |  |  |  | 1
320 | Balloon A-3050/A-3050L | Wall sconce providing direct and indirect light. Shade is made of satinated translucent polyethylene. | http://www.estiluz.com/en/product/balloon-3050-3050l | balloon-a-3050-a-3050l | 4 | Balloon_A_3050.jpg | 35 | 4 |  |  |  |  | 1
321 | Bubble T-2802 | Square flushmount made of polyurethane foam with three rounded vertexes and one 90-degree angle vertex. White satin glass. | http://www.estiluz.com/en/product/bubble-t-2802 | bubble-t-2802 | 4 | Bubble_A_2802.jpg | 35 | 5 |  |  |  |  | 1
322 | Bubble T-2802 | Square wall mount made of polyurethane foam with three rounded vertexes and one 90-degree angle vertex. White satin glass. | http://www.estiluz.com/en/product/bubble-t-2802 | bubble-t-2802 | 4 | Bubble_A_2802.jpg | 35 | 4 |  |  |  |  | 1
323 | Iris T-2713/T-2713F | Flushmount providing direct and indirect light. White or black shade made of polyester fiber protected by a PVC coating. White satin glass diffuser. | http://www.estiluz.com/en/product/iris-t-2713-t-2713f | iris-r-2713-t-2713f | 4 | Iris_t_2712.jpg | 35 | 5 | 13 |  |  |  | 1
324 | T-2122 | Flushmount formed by a thin and elegant circular metal structure and a satin white optical glass. Frame opens at side hinges. "Tool-less" entry for relamping. | http://www.estiluz.com/en/product/t-2122 | t-2122 | 4 | t_2122_1.jpg | 35 | 5 |  |  |  |  | 1
325 | T-2125 | Flushmount formed by a thin and elegant circular metal structure and a satin white optical glass. Frame opens at side hinges. "Tool-less" entry for relamping. | http://www.estiluz.com/en/product/t-2125 | t-2125 | 4 | t_2122.jpg | 35 | 5 |  |  |  |  | 1
326 | T-2124/T2124L | Flushmount formed by a thin and elegant circular metal structure and a satin white optical glass. Frame opens at side hinges. "Tool-less" entry for relamping. | http://www.estiluz.com/en/product/t-2124-t-2124l | t-2124-t-2124l | 4 | t_2122_0.jpg | 35 | 5 | 13 |  |  |  | 1
327 | T-2121 | Flushmount formed by a thin and elegant circular metal structure and a satin white optical glass. Frame opens at side hinges. "Tool-less" entry for relamping. | http://www.estiluz.com/en/product/t-2121 | t-2121 | 4 | t_2121.jpg | 35 | 5 |  |  |  |  | 1
328 | T-2601/T-2601F | Square flushmount with white satin optical glass supported by four metal clips available in several finishes. | http://www.estiluz.com/en/product/t-2601-t-2601f | t-2601-t-2601f | 4 | t_2600_0.jpg | 35 | 5 |  |  |  |  | 1
329 | T-2600 | Square flushmount with white satin optical glass supported by four metal clips available in several finishes. | http://www.estiluz.com/en/product/t-2600 | t-2600 | 4 | t_2600_1.jpg | 35 | 5 |  |  |  |  | 1
330 | T-2602/T-2602F | Square flushmount with white satin optical glass supported by four metal clips available in several finishes. | http://www.estiluz.com/en/product/t-2602-t-2602f | t-2602-t-2602f | 4 | t_2600.jpg | 35 | 5 |  |  |  |  | 1
331 | T-512A/T-512AL | Circular flushmount with a white satin optical glass supported by three metal clips available in several finishes. | http://www.estiluz.com/en/product/t-512a-t-512al | t-512a-t-512al | 4 | t_510A_1.jpg | 35 | 5 | 13 |  |  |  | 1
332 | T-512A/T-512AL | Circular wall mount with a white satin optical glass supported by three metal clips available in several finishes. | http://www.estiluz.com/en/product/t-512a-t-512al | t-512a-t-512al | 4 | t_510A_1.jpg | 35 | 4 | 13 |  |  |  | 1
333 | T-1249G | Flushmount with white satin glass diffuser. “Tool-less” entry for relamping. Frame opens at side hinges. | http://www.estiluz.com/en/product/t-1249g | t-1249g | 4 | t_1249G.jpg | 35 | 5 |  |  |  |  | 1
334 | T-1249G | Wall sconce with white satin glass diffuser. “Tool-less” entry for relamping. Frame opens at side hinges. | http://www.estiluz.com/en/product/t-1249g | t-1249g | 4 | t_1249G.jpg | 35 | 4 |  |  |  |  | 1
335 | T-7018 | Metallic semi-flushmount providing direct and indirect light. | http://www.estiluz.com/en/product/t-7018 | t-7018 | 4 | t_7018.jpg | 35 | 5 |  |  |  |  | 1
336 | T-2005A | Circular flushmount with a white satin optical glass supported by three metal clips available in several finishes. | http://www.estiluz.com/en/product/t-2005a | t-2005a | 4 | t_510A.jpg | 35 | 5 |  |  |  |  | 1
337 | T-2005A | Circular wall sconce with a white satin optical glass supported by three metal clips available in several finishes. | http://www.estiluz.com/en/product/t-2005a | t-2005a | 4 | t_510A.jpg | 35 | 4 |  |  |  |  | 1
338 | T-1125 | Its metal structure is composed by an arm in a "U" shape, it supports the classic concave shade and a frosted glass on the ceiling. Provides direct and indirect light. | http://www.estiluz.com/en/product/t-1125 | t-1125 | 4 | t-1125.jpg | 35 | 5 |  |  |  |  | 1
339 | Shadow T-2934 | Metallic pendant with polycarbonate diffuser on the bottom. | http://www.estiluz.com/en/product/shadow-t-2934 | shadow-t-2934 | 4 | Shadow_T-2934.jpg | 35 | 3 |  |  |  |  | 1
340 | Emma T-3404L/T-3405/T-3405L | Metallic pendant providing direct light. Bottom acrylic diffuser. | http://www.estiluz.com/en/product/emma-t-3404l-t-3405-t-3405l | emma-t-3404l-t-3405-t-3405l | 4 | Emma_T-3404_05.jpg | 35 | 3 | 13 |  |  |  | 1
341 | Maine T-3415L | Metallic pendant with an acrylic diffuser. | http://www.estiluz.com/en/product/maine-t-3415l | maine-t-3415l | 4 | Maine_T-2415.jpg | 35 | 3 | 13 |  |  |  | 1
342 | Maine T-3410L | Metallic wall sconce or flushmount with an acrylic diffuser. | http://www.estiluz.com/en/product/maine-t-3410 | maine-t-3410l | 4 | maine_t-3410.jpg | 35 | 4 | 13 |  |  |  | 1
343 | Maine T-3410L | Metallic wall sconce or flushmount with an acrylic diffuser. | http://www.estiluz.com/en/product/maine-t-3410 | maine-t-3410l | 4 | maine_t-3410.jpg | 35 | 5 | 13 |  |  |  | 1
344 | T-1158 | Metallic pendant designed with a half-round shaped tube, Height-adjustable and available in several finishes. Provides direct and indirect light. | http://www.estiluz.com/en/product/t-1158 | t-1158 | 4 | T_1158.jpg | 35 | 9 |  |  |  |  | 1
345 | T-2206 | Two thin wires, barely visible, hang from the canopy allowing height adjustability and supporting a thin rectangular metallic shade. Provides direct and indirect light. | http://www.estiluz.com/en/product/t-2206 | t-2206 | 4 | T_2206_0.jpg | 35 | 9 |  |  |  |  | 1
346 | Button T-3305L | Straight lines, sinuous and curved shapes combine in Button. Aluminum suspension LED lamp. | http://www.estiluz.com/en/product/button-t-3305l | button-t-3305l | 4 | Button_T-3305L_i2.jpg | 35 | 9 | 13 |  |  |  | 1
347 | Button T-3302L | Aluminum suspension LED lamp Individual version comes with a remote driver or a built in driver, included in the canopy. | http://www.estiluz.com/en/product/button-t-3302l | button-t-3302l | 4 | Button_T-3302L.jpg | 35 | 3 | 13 |  |  |  | 1
348 | Button T-3306L | Suspension lamp composed by an aluminum track and multiple LED heads. Can also serve as a functional shelf. | http://www.estiluz.com/en/product/button-t-3306l | button-t-3306l | 4 | Button_T-3306L.jpg | 35 | 9 | 13 |  |  |  | 1
349 | Iris T-2714 | Pendant providing direct and indirect light. White or black shade made of polyester fiber protected by a PVC coating. Glass diffuser on top and bottom. Adjustable height. Can be used in sloped ceilings. | http://www.estiluz.com/en/product/iris-t-2714 | iris-t-2714 | 4 | Iris_T_2714_0.jpg | 35 | 3 | 13 |  |  |  | 1
350 | Iris T-2715 | Pendant providing direct and indirect light. White or black shade made of polyester fiber protected by a PVC coating. Glass diffuser on top and bottom. Adjustable height. Can be used in sloped ceilings. | http://www.estiluz.com/en/product/iris-t-2715 | iris-t-2715 | 4 | Iris_T_2714.jpg | 35 | 3 | 13 |  |  |  | 1
351 | T-2205 | Metallic pendant providing direct and indirect light. Telescoping stems. | http://www.estiluz.com/en/product/t-2205 | t-2205 | 4 | T_2205.jpg | 35 | 9 |  |  |  |  | 1
352 | Venezia T-2535 | Metallic ovals with a nickel finish hang from two tubes of the same material which are in turn fixed to the ceiling by some metallic pieces that are identical in shape. Provides direct and indirect light. Telescoping stems. Opal satin glass diffusers on the bottom. | http://www.estiluz.com/en/product/venezia-t-2535 | venezia-t-2535 | 4 | Venezia_T_2535.jpg | 35 | 9 |  |  |  |  | 1
353 | Pluma T-2955 | Metallic pendant with adjustable swing arm. Methacrylate shade. Bottom methacrylate diffuser kit optional. | http://www.estiluz.com/en/product/pluma-t-2955 | pluma-t-2955 | 4 | Pluma_T_2955.jpg | 35 | 3 |  |  |  |  | 1
354 | Iris T-2716 | Pendant providing direct and indirect light. Elliptical shape. White or black shade made of polyester fiber protected by a PVC coating. Glass diffuser on bottom. Adjustable height. Can be used in sloped ceilings. | http://www.estiluz.com/en/product/iris-t-2716 | iris-t-2716 | 4 | Iris_T_2711.jpg | 35 | 3 |  |  |  |  | 1
355 | Iris T-2711/T2711F | Pendant providing direct and indirect light. Elliptical shape. White or black shade made of polyester fiber protected by a PVC coating. Glass diffuser on bottom. Adjustable height. Can be used in sloped ceilings. | http://www.estiluz.com/en/product/iris-t-2711-t-2711f | iris-t-2711-t-2711f | 4 | Iris_T_2711_0.jpg | 35 | 3 |  |  |  |  | 1
356 | T-2259 | Pendant with direct and indirect light. White opal satin glass. Glass diffuser on top. Adjustable height. | http://www.estiluz.com/en/product/t-2259 | t-2259 | 4 | T_2259.jpg | 35 | 3 |  |  |  |  | 1
357 | Linier T-2975 | Linear pendant providing direct light. Polyurethane foam shade with polycarbonate diffuser on the bottom. Adjustable height. Can be used in sloped ceilings and allows installation when junction box is off center. | http://www.estiluz.com/en/product/linier-t-2975 | linier-t-2975 | 4 | Linier_T_2975.jpg | 35 | 9 |  |  |  |  | 1
358 | Siso T-2996 | Pendant providing direct and indirect light. Shade is made of a satinated glass and decorative aluminum rings. Adjustable height. | http://www.estiluz.com/en/product/siso-t-2996 | siso-t-2996 | 4 | Siso_T_2995_0.jpg | 35 | 3 | 13 |  |  |  | 1
359 | Pluma T-2956 | Metallic pendant with adjustable height. Methacrylate lampshade. Bottom methacrylate diffuser kit optional. | http://www.estiluz.com/en/product/pluma-t-2956 | pluma-t-2956 | 4 | Pluma_T_2956.jpg | 35 | 3 |  |  |  |  | 1
360 | Poulpe T-2945 | Pendant made of polyurethane foam. Glass diffuser on the bottom. - See more at: http://www.estiluz.com/en/product/poulpe-t-2945#sthash.gxJvXiiY.dpuf | http://www.estiluz.com/en/product/poulpe-t-2945 | poulpe-t-2945 | 4 | Poulpe_T_2945.jpg | 35 | 3 | 13 |  |  |  | 1
361 | Dot T-2905/T-2905X | Pendant providing direct and indirect light. Shade is made of satinated polyethylene (translucent). Adjustable height. | http://www.estiluz.com/en/product/dot-t-2905-t-2905x | dot-t-2905-t-2905x | 4 | Dot_T_2905.jpg | 35 | 3 |  |  |  |  | 1
362 | Luck T-2443 | Metallic pendant with direct and indirect light. Transparent glass ball shade, diagonal opening on the bottom. Adjustable height. can be used on sloped ceilings. | http://www.estiluz.com/en/product/luck-t-2443 | luck-t-2443 | 4 | Luck_T_2443_1.jpg | 35 | 3 |  |  |  |  | 1
363 | Fina T-3105 | Aluminum pendant providing direct light with LEDs covered by a protective lens to avoid glare. Adjustable height. | http://www.estiluz.com/en/product/fina-t-3105 | fina-t-3105 | 4 | Fina_T_3105.jpg | 35 | 9 | 13 |  |  |  | 1
364 | Infiore T-5805/T-5805F | Pendant composed by a group of bi-injected polycarbonate petals that create unexpected color effects. Glass diffuser on top and bottom. Adjustable height. Can be used in sloped ceilings. | http://www.estiluz.com/en/product/infiore-t-5805-t-5805f | infiore-t-5805-t-5805f | 4 | Infiore_T_5805.jpg | 35 | 3 |  |  |  |  | 1
365 | Libra T-2916 | Pendant providing direct and indirect light. Shade is made of polyester fiber protected by a PVC coating. Bottom glass diffuser. Adjustable height. | http://www.estiluz.com/en/product/libra-t-2916 | libra-t-2916 | 4 | Libra_T_2916.jpg | 35 | 3 | 13 |  |  |  | 1
366 | Lungta T-3075 | Pendant providing direct and indirect light. Shade is made of satinated polycarbonate and decorative metacrylate trims with serigraphy. There is the possibility to exchange their position or even take some of them (or all) out. Custom colors available upon request. Adjustable height and dimmable intensity. It can be installed with a dimmer suitable for a fluorescent dimming ballast 1-10V. Allows installation when ceiling wires are off-centered. | http://www.estiluz.com/en/product/lungta-t-3075 | lungta-t-3075 | 4 | Lungta_T_3075.jpg | 35 | 9 |  |  |  |  | 1
367 | T-2128 | Pendant with direct and indirect light. White satin glass. Adjustable height. Can be used on sloped ceilings. | http://www.estiluz.com/en/product/t-2128 | t-2128 | 4 | T_2128.jpg | 35 | 3 | 13 |  |  |  | 1
368 | Obs T-3225 | Metallic pendant providing indirect light. Adjustable heads with a lateral swing up to 60º. Decorative chrome sticks. | http://www.estiluz.com/en/product/obs-t-3225 | obs-t-3225 | 4 | Obs_T_3225.jpg | 35 | 3 | 13 |  |  |  | 1
369 | T-1126 | Pendant with direct and indirect light. Telescoping stems. Combination transparent and satin glass accent. Suitable for sloped ceilings. | http://www.estiluz.com/en/product/t-1126 | t-1126 | 4 | T_1126.jpg | 35 | 3 |  |  |  |  | 1
370 | Dona T-2545/T-2545F | Pendant with direct and indirect light. White satin glass on the top provides illumination on the ceiling. White opal glass on the bottom. Adjustable height. Can be used in sloped ceilings. | http://www.estiluz.com/en/product/dona-t-2545-t-2545f | dona-t-2545-t-2545f | 4 | Dona_T_2545.jpg | 35 | 3 |  |  |  |  | 1
371 | Obs T-3226 | Metallic pendant providing indirect light. Adjustable heads with a lateral swing up to 60º. Decorative chrome sticks. | http://www.estiluz.com/en/product/obs-t-3226 | obs-t-3226 | 4 | Obs_T_3226.jpg | 35 | 3 | 13 |  |  |  | 1
372 | Karina T-2555 | Pendant. Hand molded Pyrex glass. Adjustable height. | http://www.estiluz.com/en/product/karina-t-2555 | karina-t-2555 | 4 | Karina_T_2555.jpg | 35 | 3 | 13 |  |  |  | 1
373 | Paris T-2418 | Three white tulip pendant, telescoping stem. White hand blown cased glass shade. | http://www.estiluz.com/en/product/paris-t-2418 | paris-t-2418 | 4 | Paris-T-2418.jpg | 35 | 3 | 13 |  |  |  | 1
374 | Maiden T-2825 | Pendant with pleated cotton shade. Adjustable Height. Bottom glass diffuser. | http://www.estiluz.com/en/product/maiden-t-2825 | maiden-t-2825 | 4 | Maiden_T_2825.jpg | 35 | 3 | 13 |  |  |  | 1
375 | Siso T-2995 | Pendant providing direct and indirect light. Shade is made of a satinated glass and decorative aluminum rings. Adjustable height. | http://www.estiluz.com/en/product/siso-t-2995 | siso-t-2995 | 4 | Siso_T_2995_0.jpg | 35 | 3 | 13 |  |  |  | 1
376 | E-llum T-5654 | Pendant. Transparent handmade spun glass shade. White satin lamp cover. Adjustable height. Can be used on sloped ceilings. | http://www.estiluz.com/en/product/e-llum-t-5654 | e-llum-t-5654 | 4 | E_llum_T_5654_0.jpg | 35 | 3 | 13 |  |  |  | 1
377 | E-llum T-5655 | Pendant. Transparent handmade spun glass shade. White satin lamp cover. Adjustable height. Can be used on sloped ceilings. | http://www.estiluz.com/en/product/e-llum-t-5655 | e-llum-t-5655 | 4 | E_llum_T_5654.jpg | 35 | 3 | 13 |  |  |  | 1
378 | Iris T-2712/T-2712F | Flushmount providing direct and indirect light. White or black shade made of polyester fiber protected by a PVC coating. White satin glass diffuser. | http://www.estiluz.com/en/product/iris-t-2712-t-2712f | iris-t-2712-t-2712f | 4 | Iris_t_2712_0.jpg | 35 | 5 | 13 |  |  |  | 1
379 | LipLeds8000 | Designed for indoor or outdoor use, lipLEDs are excellent for decorative lighting, accent lighting, path lighting, and many more applications. | http://www.calilighting.com/applications/architectural-lighting/cove-lighting/low-voltage-lipleds/lipleds-lled8000-cove-low-voltage.html | lip-led's-8000 | 3 | LLED8000-01.jpg | 19 | 11 | 13 |  |  |  | 1
380 | LipLeds8200 | Designed for indoor or outdoor use, . lipLEDs are excellent for decorative lighting, accent lighting, path lighting, and many more applications. | http://www.calilighting.com/applications/architectural-lighting/cove-lighting/low-voltage-lipleds/lipleds-lled8200-cove-low-voltage.html | lip-led's-8200 | 3 | LLED8200-01.jpg | 19 | 11 | 13 |  |  |  | 1
381 | festLite FL4000 | Designed for indoor use,. festLITE is excellent for cove lighting, undercabinet lighting, accent lighting, and many more applications. | http://www.calilighting.com/applications/architectural-lighting/cove-lighting/low-voltage-festlite/festlite-fl4000-cove-low-voltage.html | fest-lite-fl4000 | 3 | FL4000-01.jpg | 19 | 11 | 13 |  |  |  | 1
382 | festLite FL4000-IX | Designed for indoor use, festLITE is excellent for cove lighting, undercabinet lighting, accent lighting, and many more applications. | http://www.calilighting.com/applications/architectural-lighting/cove-lighting/low-voltage-festlite/festlite-fl4000-ix-cove-low-voltage.html | fest-lite-fl4000-ix | 3 | FL4000-IX-01.jpg | 19 | 11 | 13 |  |  |  | 1
383 | LipLed's -LLED8200-UC | Designed for indoor or outdoor use, . lipLEDs are excellent for decorative lighting, accent lighting, path lighting, and many more applications | http://www.calilighting.com/all-products/lipleds/lled8200-series/lipleds-lled8200-uc.html | lip-led's-8200-uc | 3 | LLED8200-UC-01.jpg | 19 | 11 | 13 |  |  |  | 1
384 | LipLed's-LLED8200-L | Designed for indoor or outdoor use, . lipLEDs are excellent for decorative lighting, accent lighting, path lighting, and many more applications. | http://www.calilighting.com/all-products/lipleds/lled8200-series/lipleds-lled8200-l.html | lip-led's-8200-l | 3 | LLED8200-CL-01.jpg | 19 | 11 | 13 |  |  |  | 1
385 | AlumLEDs ALS50T | Designed for indoor or outdoor use, . alumLEDs is excellent for cove lighting, undercabinet lighting, accent lighting, and many more applications | http://www.calilighting.com/all-products/alumleds/alumleds-als50t.html | alum-led's-als50t | 3 | ALS5OT-1.jpg | 19 | 11 | 13 |  |  |  | 1
386 | AlumLEDs ALS50T-C | Designed for indoor or outdoor use,. alumLEDs is excellent for cove lighting, undercabinet lighting, accent lighting, and many more applications | http://www.calilighting.com/all-products/alumleds/alumleds-als50t-c.html | alum-led's-als50t-c | 3 | ALS50T-C-1.jpg | 19 | 11 | 13 |  |  |  | 1
387 | AlumLEDs ALS50T-R | Designed for indoor or outdoor use, . alumLEDs is excellent for cove lighting, undercabinet lighting, accent lighting, and many more applications | http://www.calilighting.com/all-products/alumleds/alumleds-als50t-r.html | alum-led's-als50t-r | 3 | ALS50T-R-1.jpg | 19 | 11 | 13 |  |  |  | 1
388 | AlumLEDs ALS210T-LP | Designed for indoor or outdoor use, alumLEDs is excellent for cove lighting, undercabinet lighting, accent lighting, and many more applications. | http://www.calilighting.com/all-products/alumleds/alumleds-als210t-lp.html | alum-led's-als2101t-lp | 3 | ALS210T-LP-1.jpg | 19 | 11 | 13 |  |  |  | 1
389 | AlumLEDs ALS250T-LP | Designed for indoor or outdoor use, . alumLEDs is excellent for cove lighting, undercabinet lighting, accent lighting, and many more applications | http://www.calilighting.com/applications/architectural-lighting/cove-lighting/low-voltage-alumleds/alumleds-als250t-lp-cove-low-voltage.html | alum-led's-als250t-lp | 3 | ALS250T-LP-1.jpg | 19 | 11 | 13 |  |  |  | 1
390 | AlumLEDs ALS210T | Designed for indoor or outdoor use, alumLEDs is excellent for cove lighting, undercabinet lighting, accent lighting, and many more applications | http://www.calilighting.com/applications/architectural-lighting/cove-lighting/line-voltage-alumleds/alumleds-als210t-cove-line-voltage.html | alum-led's-als210t | 3 | ALS210T-1.jpg | 19 | 11 | 13 |  |  |  | 1
391 | AlumLEDs ALS210T-FC | Designed for indoor or outdoor use, . alumLEDs is excellent for cove lighting, undercabinet lighting, accent lighting, and many more applications | http://www.calilighting.com/all-products/alumleds/alumleds-als210t-fc.html | alum-led's-als210t-fc | 3 | ALS210T-FC-1.jpg | 19 | 11 | 13 |  |  |  | 1
392 | AlumLEDs ALS250T-FC | Designed for indoor or outdoor use, . alumLEDs is excellent for cove lighting, undercabinet lighting, accent lighting, and many more applications. | http://www.calilighting.com/all-products/alumleds/alumleds-als250t-fc.html | alum-led's-als250t-fc | 3 | ALS250T-FC-1.jpg | 19 | 11 | 13 |  |  |  | 1
393 | AlumLEDs ALS250T | Designed for indoor or outdoor use, alumLEDs is excellent for cove lighting, undercabinet lighting, accent lighting, and many more applications. | http://www.calilighting.com/all-products/alumleds/alumleds-als250t.html | alum-led's-als250t | 3 | ALS250T-1.jpg | 19 | 11 | 13 |  |  |  | 1
394 | AlumLEDs ALS800T | Designed for indoor or outdoor use, . alumLEDs is excellent for cove lighting, undercabinet lighting, accent lighting, and many more applications | http://www.calilighting.com/all-products/alumleds/alumleds-als800t.html | alum-led's-als800t | 3 | ALS800T-1.jpg | 19 | 11 | 13 |  |  |  | 1
395 | AlumLEDs ALS450T | Designed for indoor or outdoor use, . alumLEDs is excellent for cove lighting, undercabinet lighting, accent lighting, and many more applications. | http://www.calilighting.com/all-products/alumleds/alumleds-als450t.html | alum-led's-als450t | 3 | ALS450T-1.jpg | 19 | 11 | 13 |  |  |  | 1
396 | AlumLite-FL ALS300B | Designed for indoor use, alumLITE is excellent for cove lighting, undercabinet lighting, accent lighting, and many more applications. | http://www.calilighting.com/applications/architectural-lighting/cove-lighting/line-voltage-alumlite/alumlite-fl-als300b-cove-line-voltage.html | alum-lite-fl-als300b | 3 | ALS300B-01.jpg | 19 | 11 | 13 |  |  |  | 1
397 | AlumLEDs-ALS600T | Designed for indoor or outdoor use, alumLEDs is excellent for cove lighting, undercabinet lighting, accent lighting, and many more applications. | http://www.calilighting.com/all-products/alumleds/alumleds-als600t.html | alum-leds-als600t | 3 | ALS600T-1.jpg | 19 | 11 | 13 |  |  |  | 1
398 | AlumLEDs-ALS700T | Designed for indoor or outdoor use, alumLEDs is excellent for cove lighting, undercabinet lighting, accent lighting, and many more applications. | http://www.calilighting.com/all-products/alumleds/alumleds-als700t.html | alum-leds-als700t | 3 | ALS700T-1.jpg | 19 | 11 | 13 |  |  |  | 1
399 | AlumLEDs-ALS900T | Designed for indoor or outdoor use, alumLEDs is excellent for cove lighting, undercabinet lighting, accent lighting, and many more applications. | http://www.calilighting.com/all-products/alumleds/alumleds-als900t.html | alum-leds-asl900t | 3 | ALS900T-1.jpg | 19 | 11 | 13 |  |  |  | 1
400 | Condor High Mast Luminare | The most efficient and reliable high mast luminaire possible. Enclosed filtered optic, the condor utilizes the highest reflectivity materials on the market. 40% greater than competitive products. Energy savings in excess of 60% can be obtainied while still having superior lighting quantity and quality. | http://www.carolinahighmast.com/condor-high-mast-luminare.php | condor-high-mast-luminare | 3 | Condor High Mast. Jpg | 20 | 19 |  |  |  |  | 0
401 | Ulta Spot HID Flood | With a record setting optical efficiency of up to 94%, the UltaSpot pushes the limits of what is possible in HID lighting and sets a new benchmark in energy efficiency. | http://www.carolinahighmast.com/ultaspot-flood.php | ultaspot-hid-flood-light | 3 | Ultraspot.flood.jpg | 20 | 19 |  |  |  |  | 1
402 | Condor LED High Mast | Like the HID Condor redefined what is possible in lamp based high mast lighting, the CondorLED elevates LED high mast lighting to a new level of performance. | http://www.carolinahighmast.com/lighting-products.php | condor-led-high-mast | 3 | Condor LED HighMast.jpg | 20 | 19 | 22 |  |  |  | 0
403 | DSF640 High Output LED Flood | The DSF640 was developed to provide a legitimate LED flood light for sports lighting applications. At 75,000+ lumens, the DSF640 is the only LED flood light on the market with enough output to replace 1000W HID luminaires while actually increasing the lighting levels and reducing energy consumption. Not only does the DSF640 provide high lumen output, it does so with record setting efficiency of 114+ lumens per watt | http://www.carolinahighmast.com/dsf640-led-flood.php | high out-put-led-flood | 3 | High Output LED Flood.jpg | 20 | 19 | 22 |  |  |  | 1
404 | BWD/BWU Series | Quarter sphere for full cutoff downlighting or accent uplighting. | http://www.devine-ltg.com/products/decorative-surface-mounts/ | bwd/bwu-series | 3 | dev_bwdbwu_large.jpg | 27 | 18 |  |  |  |  | 1
405 | L137-L135-L133 Downlight | Downlight optical systems have been engineered to produce high efficiencies and soft patterns while maintaining excellent brightness control. Beam patterns range from 25 to 75. Narrow, Med and wide Distribution surface forms, 5". | http://www.kurtversen.com/products/l137_l135_l133 | l137-l135-l133-downlight | 3 | kv_l137_35_33_large_new.jpg | 50 | 6 | 13 |  |  |  | 1
406 | L136-L134-L132 Downlight | Downlight optical systems have been engineered to produce high efficiencies and soft patterns while maintaining excellent brightness control. Beam patterns range from 25 to 75. | http://www.kurtversen.com/products/l136_l134_l132 | l136-l134-l132-downlight | 3 | kv_l136_34_32_large_new.jpg | 50 | 6 | 13 |  |  |  | 1
407 | L535- Square-Wide Distribution | Square parabolic trim sections control brightness while spill light is redirected to the workspace. The sealed corners and LED positioning provide a soft luminous glow at normal viewing angles. Beam angle 75 degrees. Use for general downlighting when job conditions preclude recessing or if the architectural appearance of a surface unit preferred. | http://www.kurtversen.com/products/l535 | l535-square-wide-distribution | 3 | kv_l535_large_new.jpg | 50 | 6 | 13 |  |  |  | 1
408 | L537-Surface Form- Wide Distribution | Square parabolic trim sections control brightness while spill light is redirected to the workspace. The sealed corners and LED positioning provide a soft luminous glow at normal viewing angles. Beam angle 75 degrees. Use for general downlighting when job conditions preclude recessing or if the architectural appearance of a surface unit is preferred. | http://www.kurtversen.com/products/l537 | l537-surface-form-wide-distribution | 3 | kv_l535_large_new.jpg | 50 | 6 | 13 |  |  |  | 1
409 | Laredo LCC | Designed for mounting heights from 6-12 feet. The soft corner, sloping styling with side rib accents complements a wide variety of building facades. | http://www.spauldinglighting.com/products/laredo_lcc | laredo-lcc | 2 | Hubbell.laredolcc.jpg | 86 | 18 | 22 |  |  |  | 1
410 | Laredo LMC | Full cut-off IDA compliant perimeter or entry lighting for 12-18 feet mounting heights that require high light output and maximum energy efficiency. The soft corner, sloping styling with side rib accents complements a wide variety of building facades. | http://www.spauldinglighting.com/products/laredo_lmc | laredo-lmc | 2 | hubbell.laredolmc.jpg | 86 | 18 | 22 | 15 |  |  | 1
411 | Laredo LLC | Use for perimeter lighting from 16-25 foot mounting heights. Special two lamp CFL unit with dual integral battery back up is designed for egress applications requiring redundant capability. The soft corner, sloping styling with side rib accents complements a wide variety of building facades. | http://www.spauldinglighting.com/products/laredo_llc | laredo-llc | 2 | hubbell.laredollc.jpg | 86 | 18 |  |  |  |  | 1
412 | TRP Trapezoid HID/CFL | Architectural wallpack stylish trapezoid shape with molded lines to accentuate building architecture. Provides excellent illumination in two distributions as well as safety with egress option | http://www.spauldinglighting.com/products/trp_trapezoid_hid_cfl | trp-trapezoid-hid-cfl | 2 | hubbell.trptrapezoid.jpg | 86 | 18 |  |  |  |  | 1
413 | RDI Radius HID/CFL | Architectural wallpack stylish radius shape with molded lines to accentuate building architecture. Provides excellent illumination in three distributions as well as safety with egress option | http://www.spauldinglighting.com/products/rdi_radius_hid_cfl | rdi-radius-hid-cfl | 2 | hubbell.rdiradius.jpg | 86 | 18 |  |  |  |  | 1
414 | QSP Quartersphere HID/CFL | Architectural wallpack stylish quarter-sphere shape with molded lines to accentuate building architecture. Provides excellent illumination in two distributions as well as safety with egress option | http://www.spauldinglighting.com/products/qsp_quarter_sphere | qsp-quartersphere-hid-clf | 2 | hubbell.qspquartersphere.jpg | 86 | 18 |  |  |  |  | 1
415 | TRPC Compact Trapezoid | Compact architectural wallpack stylish trapezoid shape with molded lines to accentuate building architecture. Provides excellent illumination and uniformity. Egress option available on CFL version. | http://www.spauldinglighting.com/products/trpc_compact_trapezoid | trpc-compact-trapezoid | 2 | hubbell.trpccompacttrapezoid.jpg | 86 | 18 | 22 |  |  |  | 1
416 | RDIC Compact Radius | Compact architectural wallpack stylish radius shape with molded lines to accentuate building architecture. Provides excellent illumination and uniformity. Egress option available on CFL version. | http://www.spauldinglighting.com/products/rdic_compact_radius | rdic-compact-radius | 2 | hubbell.rdiccompactradius.jpg | 86 | 18 | 22 |  |  |  | 1
417 | QSPC Compact Quarter Sphere | Designed for entry and perimeter lighting from mounting heights of 8-12 feet. Use where full cutoff light control is required. Typical applications are commercial, multi-family and high end residential locations. | http://www.spauldinglighting.com/products/qspc_compact_quarter_sphere | qspc-compact-quarter-sphere | 2 | hubbell.qspccompactquartersphere.jpg | 86 | 18 |  |  |  |  | 1
418 | HVL Hercules | These decorative units can be placed in highly visible, yet unsupervised areas, to provide upscale apearance. Use in public buildings, park facilities, rail stations, etc. | http://www.spauldinglighting.com/products/hvl_hercules | hvl-hercules | 2 | hubbell.hvlhercules.jpg | 86 | 18 |  |  |  |  | 1
419 | HVS Hercules | Decorative vandal resistant for mounting heights from 6 to 10 feet for either wall or ceiling locations. | http://www.spauldinglighting.com/products/hvs_hercules | hvs-hercules | 2 | hubbell.hvshercules.jpg | 86 | 18 | 22 |  |  |  | 1
420 | Laramie LFL | Floodlight features both a wide, uniform, high efficiency beam from vertical lamps and three controlled beams with horizontal lamps. | http://www.spauldinglighting.com/products/laramie_lfl | laramie-lfl | 2 | hubbell.laramielfl.jpg | 86 | 19 |  | 15 |  |  | 1
421 | Laramie LFS | A compact decorative floodlight with a wide, uniform beam is an ideal lighting solution for signs, facades, small area illumination, flag poles and landscape accent. | http://www.spauldinglighting.com/products/laramie_lfs | laramie-lfs | 2 | hubbell.laramielfs.jpg | 86 | 19 |  |  |  |  | 1
422 | Laramie LFS LED | A compact decorative LED floodlight with a wide, uniform beam is an ideal lighting solution for signs, facades, small area illumination, flag poles. The LED fixture is designed for accent illumination for columns or trees. | http://www.spauldinglighting.com/products/laramie_lfs_led | laramie-lfs-led | 2 | hubbell.laramielfsled.jpg | 86 | 19 | 22 |  |  |  | 1
423 | Laramie LFM | A decorative floodlight used for lighting signs, facades, large area security and accent applications. | http://www.spauldinglighting.com/products/laramie_lfm | laramie-lfm | 2 | hol_lfm_large.jpg | 86 | 19 |  |  |  |  | 1
424 | Cimarron LED | Popular area site lighting fixture newly designed with the most advanced LED lighting technology to deliver energy efficiency, saftey and security to meet today's outdoor site lighting needs. | http://www.spauldinglighting.com/products/cimarron_led/?pbid=1162973 | cimarron-led | 2 | cimarron.LED_Spaulding.jpg | 86 | 16 | 22 |  |  |  | 1
425 | Raven RCS Small | Provides a superior lighting solution for a wide array of area/site lighting applications. | http://www.spauldinglighting.com/products/raven/ | raven-rcs-small | 2 | spa_rclrcs_large.jpg | 86 | 16 |  | 15 |  |  | 1
426 | Cimarron | Combines a contemporary, clean design with full cutoff performance to deliver more light in area and site lighting applications. | http://www.spauldinglighting.com/products/cimarron/ | cimarron | 2 | spa_cr1_large.jpg | 86 | 16 |  | 15 |  |  | 1
427 | Cimarron LED CL1S | The perfect luminaire for municipal, park and recreation, educational and healthcare campus applications. | http://www.spauldinglighting.com/products/cimarron_led_cl1s_pedestrian_scale/ | cimarron-led-cl1s | 2 | spa_cl1s_large.jpg | 86 | 16 | 22 | 15 |  |  | 1
428 | Raven RCL Large | Provides a superior lighting solution for a wide array of area/site lighting applications. | http://www.spauldinglighting.com/products/raven/ | raven-rcl-large | 2 | Raven.Spaulding.jpg | 86 | 16 |  | 15 |  |  | 1
429 | MSV M-Pulsive | Malls, retail complexes, industrial sites or any large area lighting project where superior performance, design flexibility, and value are a must. | http://www.spauldinglighting.com/products/magnusquare_msv/ | msv-m-pulsive | 2 | MSV_Spaulding.jpg | 86 | 16 |  | 15 |  |  | 1
430 | Tempe Bollards | This bollard is available in round or square styles and is ideal for walkways, courtyards and low level pedestrial lighting applications. | http://www.spauldinglighting.com/products/tempe_bollard/?pbid=1162973 | tempe-bollards | 2 | Tempe-Bollard_Spaulding.jpg | 86 | 17 | 22 | 15 |  |  | 1
431 | Fresno Bollards | This bollard is available in round or square styles and is ideal for walkways, courtyards and low level pedestrial lighting applications. | http://www.spauldinglighting.com/products/fresno_bollard/?pbid=1162973 | fresno-bollards | 2 | Fresno-Bollard_Spaulding.jpg | 86 | 17 | 22 | 15 |  |  | 1
432 | ARF1 10 LED Floodlight | Ultra compact LED flood with a variety of NEMA distributions for lighting applications such as safety/security, accent, flag pole, columns, façade, area, or signs. | http://www.spauldinglighting.com/products/arf1_architectural_10_led_floodlight | arf1-10-led-floodlight | 2 | spa_arf1_large.jpg | 86 | 19 | 22 | 15 |  |  | 1
433 | ARF2 20 LED Floodlight | Compact LED flood with a variety of NEMA distributions for lighting applications such as safety/security, accent, flag pole, columns, façade, area, or signs. | http://www.spauldinglighting.com/products/arf2_architectural_20_led_floodlight | arf2-20-led-floodlight | 2 | spa_arf2_large.jpg | 86 | 19 | 22 | 15 |  |  | 1
434 | ARF3 42 LED Floodlight | Large LED flood with a variety of NEMA distributions for lighting applications such as safety/security, accent, flag pole, columns, façade, area, or signs. | http://www.spauldinglighting.com/products/arf3_architectural_42_led_floodlight | arf3-42-led-floodlight | 2 | spa_arf3_large.jpg | 86 | 19 | 22 | 15 |  |  | 1
435 | ARF4 84 LED Floodlight | Large LED flood double with a variety of NEMA distributions for lighting applications such as safety/security, accent, flag pole, columns, façade, area, or signs. | http://www.spauldinglighting.com/products/arf4_architectural_84_led_floodlight | arf4-84-led-floodlight | 2 | spa_arf4_large.jpg | 86 | 19 | 22 | 15 |  |  | 1
436 | Huntington | A square ceiling mount from 10-25 feet for use in canopies, parking garages, walkways, entrances, auto service departments and loading docks. | http://www.spauldinglighting.com/products/huntington | huntington | 2 | spa_huntington_large.jpg | 86 | 18 |  |  |  |  | 1
437 | Arceos ARS | Ceiling applications from 8 to 18 feet for surface, box, or pendant mount used in parking garages, walkways or building canopies, corridors, tunnels, large stairwells and other interior applications. | http://www.spauldinglighting.com/products/ars_garage_ceiling_canopy | arceos-ars | 2 | spa_ars_large.jpg | 86 | 18 | 22 | 15 |  |  | 1
438 | Peachtree | A well suited post tops used for high-traffic areas such as parks, courtyard, rest areas, apartments, schools, recreational areas areas and swimming pools. | http://www.spauldinglighting.com/products/peachtree | peachtree | 2 | spa_pt_large.jpg | 86 | 16 | 22 |  |  |  | 1
439 | Space Player | Lighting has gained new meaning and power. Now with your creativity, light can express itself in an unprecedented way. Space Player is your dynamic marketing lighting necessity. The Panasonic Space Player integrates a commercial projector into a form factor that will fit onto a standard lighting rail. | http://unvlt.com/products/space-player/ | space-player | 4 | space-player.jpg | 76 | 12 |  |  |  |  | 1
440 | Aria triple round | Pendant with cast aluminum housing. Hand-blown white glass diffuser. Adjustable to maximum cord length of 6'. 120V electronic ballast | http://www.afxinc.com/product/type/pendant/aria-arp/arpc313snec.html | aria-triple-round | 3 | arpc313.jpg | 4 | 3 |  |  |  |  | 1
441 | Aria single | Pendant with cast aluminum housing. Hand-blown white glass diffuser. Open bottom glass can be raised for easy relamping. Adjustable to maximum cord length of 6'. 120V electronic ballast. cULus listed. | http://www.afxinc.com/product/type/pendant/aria-arp/arp113snec.html | aria-single | 3 | arp113.jpg | 4 | 3 |  |  |  |  | 1
442 | Area triple line | Linear triple pendant fixture with cast aluminum housing. Hand-blown white glass diffuser. Adjustable to maximum cord length of 6'. 120V electronic ballast | http://www.afxinc.com/product/type/pendant/aria-arp/arpb313snec.html | aria-triple-line | 3 | arpb313.jpg | 4 | 3 |  |  |  |  | 1
443 | Baker | Rectangular linen fabric shade fixture. 8" square and suspended by an 8 foot adjustable cord with a twist lock strain relief for easy adjustment | http://www.afxinc.com/product/type/pendant/baker-bkp/bkp118snsct-cr.html | baker | 3 | bkp_cr_sn.jpg | 4 | 3 |  |  |  |  | 1
444 | Baker LED | Rectangular linen fabric shade pendant. 8" square and suspended by an 8 foot adjustable cord with a twist lock strain relief for easy adjustment. | http://www.afxinc.com/product/type/pendant/baker-bkp/bkp450l40mvkb-cr.html | baker-led | 3 | bkp_cr_sn.jpg | 4 | 3 | 13 |  |  |  | 1
445 | Bella LED | Hand-blown teardrop shaped glass diffuser. Energy-saving LED technology delivers 450 lumens using only 6W of energy. L70 rated at 35,000 hours. Adjustable 8 foot coax cable. | http://www.afxinc.com/product/type/pendant/bella-bepl/bepl45040rdrb.html | bella-led | 3 | bepl_rd_rb.jpg | 4 | 3 | 13 |  |  |  | 1
446 | Bilbao | Geometric rings encompass pendant with white acrylic diffuser. Smooth stainless steel aircraft cable accent. | http://www.afxinc.com/product/type/pendant/bilbao-bbp/bbp413samv.html | bilbao | 3 | bbp413.jpg | 4 | 3 |  |  |  |  | 1
447 | Carson | Craftsman-style pendant with metal square rod suspension with oil-rubbed bronze accents. Honey onyx acrylic diffuser. Open top and offers an optional domed top white acrylic diffuser | http://www.afxinc.com/product/type/pendant/carson-crp/crp418rbmv.html | carson | 3 | crp418.jpg | 4 | 3 |  |  |  |  | 1
448 | Centre 1-light LED Cone | Pendant with retractable design with manually adjustable counter-weight pulley system. Height settings between 20" and 72". Offered in three glass shade profiles - parabolic, cylinder and cone | http://www.afxinc.com/product/type/pendant/centre-cnp/cnp140027lsncwh.html | centre-1-light-led-cone | 3 | cnp140027.jpg | 4 | 3 | 13 |  |  |  | 1
449 | Centre 1-light LED Cylinder | Pendant with retractable design with manually adjustable counter-weight pulley system. Height settings between 20" and 72". Offered in three glass shade profiles - parabolic, cylinder and cone | http://www.afxinc.com/product/type/pendant/centre-cnp/cnp140027lsnyws.html | centre-1-light-led-cylinder | 3 | cnp140027.jpg | 4 | 3 | 13 |  |  |  | 1
450 | Centre 1-light LED Parabolic | Pendant with retractable design with manually adjustable counter-weight pulley system. Height settings between 20" and 72". Offered in three glass shade profiles - parabolic, cylinder and cone | http://www.afxinc.com/product/type/pendant/centre-cnp/cnp140027lsnpwh.html | centre-1-light-led-parabolic | 3 | cnp140027lsn.jpg | 4 | 3 | 13 |  |  |  | 1
451 | Centre 2-light LED Cone | Pendant with retractable design with manually adjustable counter-weight pulley system. Height settings between 20" and 72". Offered in three glass shade profiles - parabolic, cylinder and cone. 2-light option | http://www.afxinc.com/product/type/pendant/centre-cnp/cnp240027lsncwh.html | centre-2-light-led-cone | 3 | cnp240027ls.jpg | 4 | 3 | 13 |  |  |  | 1
452 | Centre 2-light LED Cylinder | Pendant with retractable design with manually adjustable counter-weight pulley system. Height settings between 20" and 72". Offered in three glass shade profiles - parabolic, cylinder and cone. 2-light option | http://www.afxinc.com/product/type/pendant/centre-cnp/cnp240041lsnywh.html | centre-2-light-led-cylinder | 3 | cnp240041lsny.jpg | 4 | 3 | 13 |  |  |  | 1
453 | Centre 2-light LED Parabolic | Pendant with retractable design with manually adjustable counter-weight pulley system. Height settings between 20" and 72". Offered in three glass shade profiles - parabolic, cylinder and cone. 2-light option | http://www.afxinc.com/product/type/pendant/centre-cnp/cnp240041lsnpwh.html | centre-2-light-led-parabolic | 3 | cnp240041lsnp.jpg | 4 | 3 | 13 |  |  |  | 1
454 | Centre 3-light LED Cone | Pendant with retractable design with manually adjustable counter-weight pulley system. Height settings between 20" and 72". Offered in three glass shade profiles - parabolic, cylinder and cone. 3-light option | http://www.afxinc.com/product/type/pendant/centre-cnp/cnp340041lsncwh.html | centre-3-light-led-cone | 3 | cnp340041.jpg | 4 | 3 | 13 |  |  |  | 1
455 | Centre 3-light LED Cylinder | Pendant with retractable design with manually adjustable counter-weight pulley system. Height settings between 20" and 72". Offered in three glass shade profiles - parabolic, cylinder and cone. 3-light option | http://www.afxinc.com/product/type/pendant/centre-cnp/cnp340041lsnywh.html | centre-3-light-led-cylinder | 3 | cnp340027.jpg | 4 | 3 | 13 |  |  |  | 1
456 | Centre 3-light LED Parabolic | Pendant with retractable design with manually adjustable counter-weight pulley system. Height settings between 20" and 72". Offered in three glass shade profiles - parabolic, cylinder and cone. 3-light option | http://www.afxinc.com/product/type/pendant/centre-cnp/cnp340027lsnpwh.html | centre-3-light-led-parabolic | 3 | cnp340027l.jpg | 4 | 3 | 13 |  |  |  | 1
457 | Cortez CZP | Contemporary design provides a dramatic look. Sheer organza fabric outer shade in bronze, with a white linen inner shade. White bottom acrylic diffuser. Oakley bronze finish. Shade is hung by aircraft cable. | http://www.afxinc.com/product/type/pendant/cortez-czp/czp218qkbmv-bzwh.html | cortez-czp | 3 | czp-kb.jpg | 4 | 3 |  |  |  |  | 1
458 | Cortez CZPC | Pendant in contemporary design. Sheer organza fabric outer shade in bronze with a white linen inner shade. White acrylic bottom diffuser. Fully adjustable to 6 foot long. | http://www.afxinc.com/product/type/pendant/cortez-czpc/czpc418qkbmv-bzwh.html | cortez-czpc | 3 | czpc418q.jpg | 4 | 3 |  |  |  |  | 1
459 | Cortez CZPS | Pendant in contemporary design. Sheer organza fabric outer shade in bronze with a white linen inner shade. White acrylic bottom diffuser. | http://www.afxinc.com/product/type/pendant/cortez-czps/czpc625kbsctd-bzwh.html | cortez-czps | 3 | czpc-bz.jpg | 4 | 3 |  |  |  |  | 1
460 | Cortez CZPS LED | Pendant in contemporary design. Sheer organza fabric outer shade in bronze with a white linen inner shade. White acrylic bottom diffuser. | http://www.afxinc.com/product/type/pendant/cortez-czps/czps242400l30d2snbzwh.html | cortez-czps-led | 3 | czps-sn-bz.jpg | 4 | 3 | 13 |  |  |  | 1
461 | Dayton | Pendant in contemporary two-tier design with decorative metal trim band. Satin nickel finish. Hard backed cream linen shade with white acrylic bottom diffuser. 4' adjustable cable standard. | http://www.afxinc.com/product/type/pendant/dayton-dyp/dyp418snmv.html | dayton | 3 | dyp418.jpg | 4 | 3 |  |  |  |  | 1
462 | Dayton LED | Contemporary two-tier design with decorative metal trim band in satin nickel finish. White linen shade-in-shade diffuser with white acrylic bottom diffuser. 6' adjustable cable standard. | http://www.afxinc.com/product/type/pendant/dayton-dyp/dyp242400l30d2sn.html | dayton-led | 3 | dyp620sn.jpg | 4 | 3 | 13 |  |  |  | 1
463 | Delta | Contemporary pendant with a cast metal top cap. White glass diffuser. Suspended by an adjustable 8 ft. clear cord with twist lock strain relief for easy adjustment. Glass can be raised for easy relamping. | http://www.afxinc.com/product/type/pendant/delta-dep/dep126snec.html | delta | 3 | dep126.jpg | 4 | 3 | 13 |  |  |  | 1
464 | Essex | Hand-blown compact drop shaped glass diffuser in blue. Energy-saving LED technology delivers 450 lumens using only 6W of energy. Adjustable 8 foot coax cable. | http://www.afxinc.com/product/type/pendant/essex-sxpl/sxpl45040burb.html | essex | 3 | sxpl_bu.jpg | 4 | 3 | 13 |  |  |  | 1
465 | Estate LED | Hand-blown compact faceted glass fixture utilizes LED low voltage technology. Light engine includes LED module L70 rated at 35,000 hours. Adjustable 8' coax cable. | http://www.afxinc.com/product/type/pendant/estate-atpl/atpl45040whrb.html | estate-led | 3 | atpl_wh.jpg | 4 | 3 | 13 |  |  |  | 1
466 | Geo LED | Hand-blown compact cube shaped glass diffuser in blue. Energy-saving LED technology delivering 450 source lumens using only 6W of energy. Adjustable 8' coax cable. | http://www.afxinc.com/product/type/pendant/geo-gepl/gepl45040burb.html | geo-led | 3 | gepl_bu_.jpg | 4 | 3 | 13 |  |  |  | 1
467 | Hudson | Contemporary pendant fixture with interweaving ornamental design. Linen acrylic patterned side and bottom diffuser. | http://www.afxinc.com/product/type/pendant/hudson-hzp/hzp413snmv.html | hudson | 3 | hzp413.jpg | 4 | 3 |  |  |  |  | 1
468 | Hunt | Cylindrical linen fabric shaded fixture suspended by an 8 foot adjustable cord. Shade fabric white. Satin nickel finish. The lay-in white bottom diffuser allows for easy relamping. | http://www.afxinc.com/product/type/pendant/hunt-htp/htp118snsct-cr.html | hunt | 3 | htp_cr_sn.jpg | 4 | 3 |  |  |  |  | 1
469 | Hunt LED | Cylindrical linen fabric shaded pendant suspended by an 8 foot adjustable cord. The lay-in white bottom diffuser allows for easy relamping. 6W LED, 450 source lumens, 2700K. | http://www.afxinc.com/product/type/pendant/hunt-htp/htp450l27d1kb-cr.html | hunt-led | 3 | htp_cr_kb.jpg | 4 | 3 | 13 |  |  |  | 1
470 | Kenwood LED | Hand-blown cocoon shaped glass diffuser in amber. Energy-saving LED technology delivering 450 source lumens using only 6W of energy. Adjustable 8' coax cable. | http://www.afxinc.com/product/type/pendant/kenwood-kepl/kepl45040gnrb.html | kedwood-led | 3 | kepl_gn.jpg | 4 | 3 | 13 |  |  |  | 1
471 | Laveer LED | Hand-blown compact cone shaped glass pendant in blue. Energy-saving LED technology delivering 450 source lumens using only 6W of energy. Adjustable 8' coax cable | http://www.afxinc.com/product/type/pendant/laveer-lapl/lapl45040burb.html | laveer-led | 3 | lapl_bu.jpg | 4 | 3 | 13 |  |  |  | 1
472 | Lux | Pendant with square white linen fabric shade nested inside a bronze outer sheer shade. 8 foot adjustable cord with a twist lock strain relief for easy adjustment. Shade can be raised for easy relamping | http://www.afxinc.com/product/type/pendant/lux-lxp/lxp118kbsct-bzwh.html | lux | 3 | lxp118kbsct.jpg | 4 | 3 |  |  |  |  | 1
473 | Lux LED | Pendant with square white linen fabric shade nested inside a bronze outer sheer shade. 8 foot adjustable cord with a twist lock strain relief for easy adjustment. Shade can be raised for easy relamping | http://www.afxinc.com/product/type/pendant/lux-lxp/lxp450l27d1sn-bzwh.html | lux-led | 3 | lxp118snsct.jpg | 4 | 3 | 13 |  |  |  | 1
474 | Nia | Pendant with curved cylinder with patterned frosted glass - brown. Open bottom glass for easy relamping. 8 foot adjustable cord with a twist lock strain relief for easy adjustment. | http://www.afxinc.com/product/type/pendant/nia-nip/nip118snsct-br.html | nia | 3 | nip118snsct.jpg | 4 | 3 |  |  |  |  | 1
475 | Nia LED | Pendant with curved cylinder with patterned frosted glass - brown. Open bottom glass for easy relamping. 8 foot adjustable cord with a twist lock strain relief for easy adjustment. |  | nia-led | 3 | nip118snsct-am.jpg | 4 | 3 | 13 |  |  |  | 1
476 | Nolan | Transitional pendant fixture with die-cast metal accents in oil-rubbed bronze finish. Clear outer glass surrounding a frosted white inner acrylic diffuser. | http://www.afxinc.com/product/type/pendant/nolan-nlp/nlp520rbsctd.html | nolan | 3 | nlp520rbs.jpg | 4 | 3 |  |  |  |  | 1
477 | Nuevo | Tear-drop design with frosted glass in brown. Open bottom glass can be raised for easy relamping. 8 foot adjustable cord with a twist lock strain relief for easy adjustment. | http://www.afxinc.com/product/type/pendant/nuevo-nvp/nvp118kbsct-br.html | nuevo | 3 | nvp118rbsct.jpg | 4 | 3 |  |  |  |  | 1
478 | Oketo LED | Contemporary cylinder pendant. Energy-saving LED technology with an integrated LED engine. Can be mounted individually or in a group to create a multi-pendant display. | http://www.afxinc.com/product/type/pendant/oketo-otp/otp212450l27d1bksnsl.html | oketo-led | 3 | otp-bk.jpg | 4 | 3 | 13 |  |  |  | 1
479 | Ora LED | Contemporary Ora pendant with a clean line circular profile. Circular ring pendant with matching powder coated canopy. The dimmable array allows you to adjust the light output to create the luminance desired. | http://www.afxinc.com/product/type/pendant/ora-orp/orp12900l30d2og-wa.html | ora-led | 3 | orp_orange.jpg | 4 | 3 | 13 |  |  |  | 1
480 | Restoration REP | Geometric style pendant with intersecting metal top cap. Oil-rubbed bronze cast metal frame. White glass diffuser. 6' adjustable cord length. Open bottom can be raised for easy relamping. | http://www.afxinc.com/product/type/pendant/restoration-rep/rep113rbec.html | restoration-rep | 3 | rep113r.jpg | 4 | 3 |  |  |  |  | 1
481 | Restoration REPB | Triple-lamp style pendant fixture with intersecting metal top cap. Oil-rubbed bronze cast metal frame. White glass diffuser. 6' adjustable cord length. Open bottom can be raised for easy relamping. | http://www.afxinc.com/product/type/pendant/restoration-repb/repb313rbec.html | restoration-repb | 3 | repb313rb.jpg | 4 | 3 | 13 |  |  |  | 1
482 | Restoration REPC | Triple-lamp circular style pendant fixture with intersecting metal top cap. Oil-rubbed bronze cast metal frame. White glass diffuser. 6' adjustable cord length. Open bottom can be raised for easy relamping. | http://www.afxinc.com/product/type/pendant/restoration-repc/repc313rbec.html | restoration-repc | 3 | repc313r.jpg | 4 | 3 | 13 |  |  |  | 1
483 | Rhome | Pendant fixture with modern double drum design. LumaFuse™ laminated fabric/acrylic outer shade in mocha linen. White bottom acrylic diffuser. Fully adjustable to 6 foot long. | http://www.afxinc.com/product/type/pendant/rhome-rhp/rhpc618qsnmv-ml.html | rhome | 3 | rhp-ml.jpg | 4 | 3 |  |  |  |  | 1
484 | Sheridan | Pendant in transitional bowl design with hard backed cream linen shade. White acrylic diffuser. Champagne finish. | http://www.afxinc.com/product/type/pendant/sheridan-shp/shp413acmv.html | sheridan | 3 | shp413ac.jpg | 4 | 3 |  |  |  |  | 1
485 | Soho | Pendant with soft frosted glass cylinder in amber. Open bottom glass for easy relamping. Satin nickel finish. 8 foot adjustable cord with a twist lock strain relief for easy adjustment. | http://www.afxinc.com/product/type/pendant/soho-ssp/ssp118snsct-am.html | soho | 3 | ssp118snsct.jpg | 4 | 3 |  |  |  |  | 1
486 | Soho LED | Pendant with soft frosted glass cylinder in brown. Open bottom glass for easy relamping. 8 foot adjustable cord with a twist lock strain relief for easy adjustment. 6W LED. | http://www.afxinc.com/product/type/pendant/soho-ssp/ssp450l40mvkb-br.html | soho-led | 3 | ssp118kbsct.jpg | 4 | 3 | 13 |  |  |  | 1
487 | Taylor | Transitional pendant fixture with polished chrome metal accents. White linen fabric diffuser. White acrylic top and bottom diffusers. Hangs by two stems. Minimum overall height of 19". Maximum overall height of 48". | http://www.afxinc.com/product/type/pendant/taylor-tap/tap225pcmv.html | taylor | 3 | tap225pc.jpg | 4 | 3 |  |  |  |  | 1
488 | View | Frosted cream glass cylinder inside a clear outer glass. Open bottom glass can be removed for easy relamping. Suspended by an 8 foot adjustable cord. | http://www.afxinc.com/product/type/pendant/view-vip/vip118kbsct-cr.html | view | 3 | vip118kbsct.jpg | 4 | 3 |  |  |  |  | 1
489 | Aria | Modern indoor/outdoor mini flush mount fixture with metal canopy. Corrosion resistant cast aluminum housing. Oil-rubbed bronze finish with white glass diffuser. Ceiling or wall mount. | http://www.afxinc.com/product/type/outdoor/aria-armf/armf1f13rbect.html | aria | 3 | armf1f13rbect.jpg | 4 | 18 |  |  |  |  | 1
490 | Aria | Modern indoor/outdoor mini flush mount fixture with metal canopy. Corrosion resistant cast aluminum housing. Oil-rubbed bronze finish with white glass diffuser. Ceiling or wall mount. | http://www.afxinc.com/product/type/outdoor/aria-armf/armf1f13rbect.html | aria | 3 | armf1f13rbect.jpg | 4 | 5 |  |  |  |  | 1
491 | Aria | Modern mini fixture with cast metal body. Corrosion resistant cast aluminum housing. Oil-rubbed bronze finish with white glass diffuser. Wall mount. | http://www.afxinc.com/product/type/outdoor/aria-armw/armw1f13rbect.html | aria | 3 | armw1f13rb.jpg | 4 | 18 |  |  |  |  | 1
492 | Aria Outdoor | Modern fixture with cast metal base. Corrosion resistant cast aluminum housing. Satin nickel finish with white glass diffuser. Fully enclosed top. | http://www.afxinc.com/product/type/outdoor/aria-arw/arw113snec.html | aria-outdoor | 3 | arw113s.jpg | 4 | 18 |  |  |  |  | 1
493 | Bilbao Outdoor | One piece aluminum grill. Satin aluminum finish with white acrylic diffuser. cULus listed for wet locations. Electronic ballast, minimum starting temp 0° F. 13W CFQ lamp required. ADA compliant. | http://www.afxinc.com/product/type/outdoor/bilbao-bbw/bbw113saec.html | bilbao-outdoor | 3 | bbw113sa.jpg | 4 | 18 |  |  |  |  | 1
494 | Brio Outdoor | Outdoor sconce in half round design with decorative metal bands in oil-rubbed bronze finish. White acrylic diffuser. Inner rain shield protects electrical components. | http://www.afxinc.com/product/type/outdoor/brio-brw/brw218rbmv.html | brio-outdoor | 3 | brw218.jpg | 4 | 18 |  |  |  |  | 1
495 | Bristol Outdoor | Classic design outdoor porch fixture. Features a rich black finish with smooth white acrylic diffuser. Powder coated aluminum and die-cast housing resists corrosion. | http://www.afxinc.com/product/type/outdoor/bristol-bssw/bssw113bkplt.html | bristol-outdoor | 3 | bssw113bk.jpg | 4 | 18 |  |  |  |  | 1
496 | Bristol Outdoor LED | Classic design outdoor fixture. Detailed neck and finial. Features a rich black finish with smooth white acrylic diffuser. Powder coated aluminum and die-cast housing resists corrosion. Energy-saving LED technology | http://www.afxinc.com/product/type/outdoor/bristol-bssw/bssw700l50bk.html | bristol-outdoor-led | 3 | bssw113bkplt.jpg | 4 | 18 | 22 |  |  |  | 1
497 | Bristol Outdoor | Classic design outdoor fixture. Features a rich black finish with smooth white acrylic diffuser. Powder coated aluminum and die-cast housing resists corrosion. | http://www.afxinc.com/product/type/outdoor/bristol-bsw/bsw113bkplt.html | bristol-outdoor | 3 | bsw113bkp.jpg | 4 | 18 |  |  |  |  | 1
498 | Bronson LED | Outdoor LED coach light features a clear seedy glass that gives a prismatic effect to light. Black finish. Powder coated aluminum construction resists corrosion. | http://www.afxinc.com/product/type/outdoor/bronson-bnsw/bnsw20045lbkcs.html | bronson-led | 3 | bnsw20045lb.jpg | 4 | 18 | 22 |  |  |  | 1
499 | Century Outdoor | Contemporary outdoor fixture with die-cast metal accents. White acrylic diffuser. Inner rain shield protects the electrical components. | http://www.afxinc.com/product/type/outdoor/century-cew/cew113pnec.html | century-outdoor | 3 | cew113p.jpg | 4 | 18 |  |  |  |  | 1
500 | Fusion Outdoor | Contemporary half round outdoor sconce with wide metal band. Satin nickel finish. Raised white textured glass diffuser. Aluminum construction resists corrosion. | http://www.afxinc.com/product/type/outdoor/fusion-fuw/fuw213snec.html | fusion-outdoor | 3 | fuw213s.jpg | 4 | 18 |  |  |  |  | 1
501 | Hanover Outdoor LED | Mission style outdoor fixture with metal trim bands with oil-rubbed bronze finish. Tea-stained glass diffuser. Powder coated aluminum construction resists corrosion. | http://www.afxinc.com/product/type/outdoor/hanover-hnsw/hnsw20045lrts.html | hanover-outdoor-led | 3 | hnsw20045l.jpg | 4 | 18 | 22 |  |  |  | 1
502 | LED Security Light | Energy-saving LED technology. Utility general purpose outdoor LED security light with integrated photocell for dusk-to-dawn operation. Frosted polycarbonate diffuser. Polycarbonate housing is weather resistant. | http://www.afxinc.com/product/type/outdoor/wall-light-bwsw/bwsw1600l41rb.html | led-security-light | 3 | bwsw1600l41.jpg | 4 | 18 | 22 |  |  |  | 1
503 | LED Wall Mount | Energy-saving LED technology. All-purpose black LED porch light. Excellent use in cold climates. Clear prismatic diffuser reflects light and reduces glare. Aluminum construction resists corrosion. | http://www.afxinc.com/product/type/outdoor/wall-light-bwsw/bwsw70050lbk.html | led-wall-light | 3 | bwsw70050.jpg | 4 | 18 | 22 |  |  |  | 1
504 | LED Security Light | Energy-saving LED technology. Outdoor general purpose LED security light with integrated photocell for dusk-to-dawn operation. Frosted polycarbonate diffuser. Polycarbonate housing is weather resistant. | http://www.afxinc.com/product/type/outdoor/wall-light-bwsw/bwsw2400l41rb.html | led-security-light | 3 | bwsw2400l41.jpg | 4 | 18 | 22 |  |  |  | 1
505 | Accent | Geometric sloped-sided decorative linear fixture. Designed for direct/indirect light output for wide even light distribution.This product offers a lift and shift gravity retention diffuser. Dimming option available. | http://www.afxinc.com/product/type/linear/accent-aclf/aclf432rbr8.html | accent | 3 | aclf432.jpg | 4 | 5 |  |  |  |  | 1
506 | Aldo | Geometric sloped-sided decorative linear fixture. Designed for direct/indirect light output for wide even light distribution.This product offers a lift and shift gravity retention diffuser. Dimming option available. | http://www.afxinc.com/product/type/linear/aldo-adlf/adlf432snr8.html | aldo | 3 | adlf432.jpg | 4 | 5 |  |  |  |  | 1
507 | Aeon | Decorative slope sided linear fixture. Provides indirect uplighting and direct downlighting. Oil-rubbed bronze finish with linen acrylic diffuser. Wide low profile creates floating effect. | http://www.afxinc.com/product/type/linear/aeon-ael/ael232rbmv-ck.html | aeon | 3 | ael232rb.jpg | 4 | 5 |  |  |  |  | 1
508 | Aeon | Decorative slope sided linear fixture. Oil-rubbed bronze finish with linen acrylic diffuser. 120-277V universal-voltage ballast. 32W T8 linear lamps required. Optional dimming. | http://www.afxinc.com/product/type/linear/aeon-aelf/aelf232rbmv.html | aeon | 3 | aelf232rb.jpg | 4 | 5 |  |  |  |  | 1
509 | Bilbao | Linear fixture with simple elegant geometry. Smooth satin aluminum finish. Geometric bands float around matte white acrylic diffuser. 120-277V universal-voltage ballast. Optional dimming. | http://www.afxinc.com/product/type/linear/bilbao-bbl/bbl332samv.html | bilbao | 3 | bbl332sa.jpg | 4 | 5 |  |  |  |  | 1
510 | Chase | Linear fixture in contemporary decorative squared pattern on curved white frosted diffuser. Decorative bracket holds diffuser in place. Satin nickel finish. Optional dimming. | http://www.afxinc.com/product/type/linear/chase-cal/cal432snmv.html | chase | 3 | cal432sn.jpg | 4 | 5 |  |  |  |  | 1
511 | Chesterfield | Sculpted wood crown frame suspended from canopy by decorative metal scroll arms. Dark oak finish. White acrylic diffuser. Direct/Indirect light input for wide even distribution. Optional dimming. | http://www.afxinc.com/product/type/linear/chesterfield-chl/chl432dkr8.html | chesterfield | 3 | chl432d.jpg | 4 | 5 |  |  |  |  | 1
512 | Conroe | Contemporary fixture with half round molded trim. White acrylic diffuser. Molded trim in satin nickel finish. 120V electronic ballast. | http://www.afxinc.com/product/type/linear/conroe-cn/cn232r8.html | conroe | 3 | cn232r8.jpg | 4 | 5 |  |  |  |  | 1
513 | Campton | Traditional profile solid wood molding decorative linear fixture with cherry finish. White acrylic diffuser. 120V electronic ballast. 32W T8 lamps required. Optional dimming. | http://www.afxinc.com/product/type/linear/campton-ctc/ctc232r8.html | campton | 3 | ctc232r8.jpg | 4 | 5 |  |  |  |  | 1
514 | Campton | Traditional profile solid wood molding decorative linear fixture with oak finish. White acrylic diffuser. 120V electronic ballast. 32W T8 lamps required. Optional dimming. | http://www.afxinc.com/product/type/linear/campton-ctk/ctk232r8.html | campton | 3 | ctk232r8.jpg | 4 | 5 |  |  |  |  | 1
515 | Campton | Traditional profile solid wood molding decorative linear fixture with white finish. White acrylic diffuser. 120V electronic ballast. 32W T8 lamps required. Optional dimming. | http://www.afxinc.com/product/type/linear/campton-ctw/ctw232r8.html | campton | 3 | ctw232r8.jpg | 4 | 5 |  |  |  |  | 1
516 | Courtland | Oval shaped, low profile linear fixture with smooth contoured corners. White acrylic diffuser. 120-277V universal-voltage ballast (MV). | http://www.afxinc.com/product/type/linear/courtland-cll/cll232mv.html | courtland | 3 | cll232mv.jpg | 4 | 5 |  |  |  |  | 1
517 | Fontane | Low-profile fixture with decorative metal center. White acrylic diffuser. 120V electronic ballast. 28W T5 linear lamps required. cULus listed for damp locations. | http://www.afxinc.com/product/type/linear/fontane-pfnl/pfnl228sne5.html | fontane | 3 | pfnl228sn.jpg | 4 | 5 |  |  |  |  | 1
518 | Gizelle | Curved face providing a tapered low-profile appearance. White acrylic diffuser. Oil-rubbed bronze finish. cULus listed for damp locations. Optional dimming. | http://www.afxinc.com/product/type/linear/gizelle-gzl/gzl432rbmv.html | gizelle | 3 | gzl432rbmv.jpg | 4 | 5 |  |  |  |  | 1
519 | Highland | Contemporary sleek euro-style suspended fixture in nickel finish. White acrylic diffuser. 120-277V universal-voltage ballast. 32W T8 linear lamps required. Optional dimming. cULus listed for damp locations. | http://www.afxinc.com/product/type/linear/highland-hpl/hpl332nmv.html | highland | 3 | hpl332nmv.jpg | 4 | 5 |  |  |  |  | 1
520 | Largo | Full size linear cloud. White acrylic diffuser. Lift and shift mount. Order diffuser and housing separately. 120-277V universal-voltage ballast. T8 lamps required. cULus listed for damp locations. | http://www.afxinc.com/product/type/linear/largo-rc/rc14-csw142mv.html | largo | 3 | rc14.jpg | 4 | 5 |  |  |  |  | 1
521 | Malibu | Full size linear cloud. White acrylic diffuser. Lift and shift mount. Order diffuser and housing separately. 120-277V universal-voltage ballast. T8 lamps required | http://www.afxinc.com/product/type/linear/malibu-mar/mar14-csw142mv.html | malibu | 3 | mar14.jpg | 4 | 5 |  |  |  |  | 1
522 | Marina | Quality molded white acrylic diffuser with economy sized chassis. Lift and shift mount. 120-277V universal-voltage ballast (MV). 32W T8 lamps required. | http://www.afxinc.com/product/type/linear/marina-mar/mar432mv.html | marina | 3 | mar432mv.jpg | 4 | 5 |  |  |  |  | 1
523 | Miniature Strip | Baked white enamel finish housing. Keyhole and knockout slots on ends provide for individual or row mounting. Asymmetric reflectors available for light control. 120V electronic ballast. | http://www.afxinc.com/product/type/linear/mini-strip-ms/ms104e.html | miniature-strip | 3 | ms104e.jpg | 4 | 5 |  |  |  |  | 1
524 | Mission | Decorative linear mission style solid wood fixture in cherry finish. Smooth white acrylic diffuser. 120V electronic ballast (R8). Optional dimming. 32W T8 lamps required. ENERGY STAR qualified. | http://www.afxinc.com/product/type/linear/mission-mcc/mcc232r8.html | mission | 3 | mcc232r8.jpg | 4 | 5 |  |  |  |  | 1
525 | Mission | Mission style solid wood fixture in maple finish. Smooth white acrylic diffuser. Flush to ceiling mount. 120V electronic ballast (R8). Optional dimming. 32W T8 lamps required | http://www.afxinc.com/product/type/linear/mission-mcm/mcm2u3r8.html | mission | 3 | mcm2u3r8.jpg | 4 | 5 |  |  |  |  | 1
526 | Narrow Wrap | Linear wrap fixture. Die-formed, rigid, pre-finished, white steel housing. Stem, continuous or individual mounting. Clear prismatic or white diffuser. Diffuser hinges from either side for easy mounting. | http://www.afxinc.com/product/type/linear/narrowwrap-lw/lw217r8.html | narrow-wrap | 3 | lw217r8.jpg | 4 | 5 |  |  |  |  | 1
527 | Portman | Classic wood crown molding frame featuring a white acrylic diffuser with a linen pattern border. 120V electronic ballast (R8). 32W T8 lamps required. Optional dimming. cULus listed for damp locations. ENERGY STAR qualified. | http://www.afxinc.com/product/type/linear/portman-rml/rml432rwr8.html | portman | 3 | rml432rwr8.jpg | 4 | 5 |  |  |  |  | 1
528 | Rigby | Narrow cloud. White acrylic diffuser. Lift and shift mount. 120V electronic ballast (R8). T8 lamps required. cULus listed for damp locations. ENERGY STAR qualified. | http://www.afxinc.com/product/type/linear/rigby-rc/rc417r8.html | rigby | 3 | rc417r8.jpg | 4 | 5 |  |  |  |  | 1
529 | Sidemount Strip | One lamp top and side mount striplight. Rugged steel chassis with baked enamel finish. Flush, stem or row mounting. T8 lamps required. | http://www.afxinc.com/product/type/linear/side-mount-strip-sm/sm217r8.html | sidemount-strip | 3 | sm217r8_1.jpg | 4 | 5 |  |  |  |  | 1
530 | Somerville | Classic wood crown molding. White acrylic diffuser. 120V electronic ballast (R8). Dimming options available. 4-32W T8 lamps required. cULus listed for damp locations. ENERGY STAR qualified. | http://www.afxinc.com/product/type/linear/somerville-smcm/smcm432r8.html | somerville | 3 | smcm432r8.jpg | 4 | 5 |  |  |  |  | 1
531 | Wrap | Wrap fixture. White metal ends. Die-formed, rigid, pre-finished, white steel housing; stem, continuous or individual mounting. 120-277V universal-voltage ballast. T8 lamps required | http://www.afxinc.com/product/type/linear/fullsizewrap-wta/wta232amv.html | wrap | 3 | wta232amv.jpg | 4 | 5 |  |  |  |  | 1
532 | Commercial Grade Striplight | Rugged steel chassis with white enamel finish. Flush, stem, surface or row mounting. 800 mA units minimum starting temperature is 60°F when used with energy saving lamps. | http://www.afxinc.com/product/type/linear/strip-s/s248hoe12.html | commercial-grade-striplight | 3 | s248hoe12.jpg | 4 | 5 |  |  |  |  | 1
533 | Standard Striplight | Rugged steel chassis with baked white enamel finish. Flush, stem or row mounting. T8 lamps required. | http://www.afxinc.com/product/type/linear/strip-st/st232mv.html | standard-striplight | 3 | st232mv.jpg | 4 | 5 |  |  |  |  | 1
534 | Low-Profile Striplight | Energy efficient T5 technology. Rugged steel chassis with baked white enamel finish. Cable, stem or flush mounting. Suitable for continuous row applications | http://www.afxinc.com/product/type/linear/t5-strip-stn/stn221mv.html | low-profile-striplight | 3 | stn221mv.jpg | 4 | 5 |  |  |  |  | 1
535 | Vaportite | Rugged reinforced fiberglass housing. Spring mounted easy install diffuser brackets. Diffuser is one piece molded high-impact clear acrylic. Continuous gasket offers secure seal against dust and moisture. Included mounting brackets and water tight connector. | http://www.afxinc.com/product/type/linear/vaportite-vtl/vtl228mv.html | vaportite | 3 | vtl228mv.jpg | 4 | 5 |  |  |  |  | 1
536 | Winchester | Decorative linear fixture with classic traditional crown molding in solid wood in cherry finish, smooth white acrylic diffuser. 120V electronic ballast. T8 lamps required. ENERGY STAR qualified. Optional dimming. | http://www.afxinc.com/product/type/linear/winchester-ccm/ccm432r8.html | winchester | 3 | ccm432r8.jpg | 4 | 5 |  |  |  |  | 1
537 | Algiers | Contemporary arced fixture with decorative metal end covers with oakley bronze finish. Linen acrylic front diffuser with frosted white acrylic top and bottom diffusers for additional illumination. Can be mounted vertically or horizontally. | http://www.afxinc.com/product/type/vanity/algiers-alv/alv221kbmv-la.html | algiers | 3 | alv221kbmv.jpg | 4 | 4 |  |  |  |  | 1
538 | Amherst | One piece smooth acrylic diffuser. Mounts vertically or horizontally. Grounded convenience outlet and turn switch standard. Residential 120V ballast. T8 lamps required. | http://www.afxinc.com/product/type/vanity/amherst-amc/amc115r8.html | amherst | 3 | amc115r8.jpg | 4 | 4 |  |  |  |  | 1
539 | Aria | Cast aluminum ends with oil-rubbed bronze finish. White matte acrylic diffuser. Wall mount vertically or horizontally. T5 high output lamp included. For residential or commercial applications. | http://www.afxinc.com/product/type/vanity/aria-arv/arv139rbmvt.html | aria | 3 | arv139rbm.jpg | 4 | 4 |  |  |  |  | 1
540 | Aspen | One piece ribbed white extruded acrylic diffuser. Can be mounted vertically or horizontally. Grounded convenience outlet and turn switch standard. 120V electronic ballast. | http://www.afxinc.com/product/type/vanity/aspen-asp/asp115r8.html | aspen | 3 | asp115r.jpg | 4 | 4 |  |  |  |  | 1
541 | Atwater | Wedge-shaped vanity wall bracket. One piece, ribbed white extruded acrylic diffuser. Vertical or horizontal mount. Grounded convenience outlet and turn switch standard. For residential or commercial applications. | http://www.afxinc.com/product/type/vanity/atwater-adww/adww217r8.html | atwater | 3 | adww217r8.jpg | 4 | 4 |  |  |  |  | 1
542 | Bilbao | Simple elegant geometry. Smooth satin aluminum finish. Geometric bands float in front of a white acrylic diffuser. Open top. Can be mounted vertically or horizontally. 120-277V universal-voltage ballast. cULus listed for wet locations | http://www.afxinc.com/product/type/vanity/bilbao-bbv/bbv217samv.html | bilbao | 3 | bbv217s.jpg | 4 | 4 |  |  |  |  | 1
543 | Century | Contemporary fixture with die-cast metal accents. White acrylic diffuser. Can be mounted vertically or horizontally. 120V electronic ballast (E5). T5 high output lamp included (2700K). cULus listed for damp locations. ADA compliant. | http://www.afxinc.com/product/type/vanity/century-cev/cev124pce5t.html | century | 3 | cev124pc.jpg | 4 | 4 |  |  |  |  | 1
544 | Carson | Craftsman-style vanity fixture with metal trim detail with oil-rubbed bronze accents. Honey onyx acrylic diffuser with enclosed clear top and white bottom acrylic diffuser. 120-277V universal-voltage ballast. 21W T5 lamps required. ADA compliant. | http://www.afxinc.com/product/type/vanity/carson-crv/crv221rbmv.html | carson | 3 | crv221rbmv.jpg | 4 | 4 |  |  |  |  | 1
545 | Cortez 2-lamp | Contemporary design with die-cast details. Sheer organza fabric outer shade in bronze (BZWH), with a white linen inner shade. White bottom acrylic diffuser. Satin nickel finish. 120V GU24 lamps (SCT) included (2700K). cULus listed for damp locations | http://www.afxinc.com/product/type/vanity/cortez-czv/czv218snsct-bzwh.html | cortez-2-lamp | 3 | czv218snsct.jpg | 4 | 4 |  |  |  |  | 1
546 | Cortez-3-lamp | Contemporary design with die-cast details. Sheer organza fabric outer shade in bronze (BZWH), with a white linen inner shade. White bottom acrylic diffuser. Oakley bronze finish. cULus listed for damp locations | http://www.afxinc.com/product/type/vanity/cortez-czv/czv318qkbmv-bzwh.html | cortez-3-lamp | 3 | czv318qkbmv.jpg | 4 | 4 | 13 |  |  |  | 1
547 | Cortez 4-lamp | Contemporary design with die-cast details. Sheer organza fabric outer shade in bronze (BZWH), with a white linen inner shade. White bottom acrylic diffuser. Oakley bronze finish. cULus listed for damp locations | http://www.afxinc.com/product/type/vanity/cortez-czv/czv418qkbmv-bzwh.html | cortez-4-lamp | 3 | czv426kbsct.jpg | 4 | 4 | 13 |  |  |  | 1
548 | Delta | Contemporary vanity with a cast metal base. White glass diffusers. Satin nickel finish. 4- or 5-armed models. 120V electronic socket ballast. 18W CFQ lamp required. Multiple power feed locations. cULus listed for damp locations. ADA compliant | http://www.afxinc.com/product/type/vanity/delta-dev/dev418snec.html | delta | 3 | dev418s.jpg | 4 | 4 |  |  |  |  | 1
549 | Evolution | Mission style vanity fixture with oil-rubbed bronze decorative end caps. White acrylic diffuser. Can be mounted horizontally or vertically. 120V electronic ballast. T8 lamps required. cULus listed for damp locations. ENERGY STAR qualified. | http://www.afxinc.com/product/type/vanity/evolution-eov/eov217rbr8.html | evolution | 3 | eov217rbr8.jpg | 4 | 4 |  |  |  |  | 1
550 | Fusion | Contemporary arced fixture with wide metal band. Satin nickel finish. Raised white textured glass diffuser. Can be mounted vertically or horizontally. 120-277V universal-voltage ballast. T8 lamps required. cULus listed for damp locations. ADA compliant. | http://www.afxinc.com/product/type/vanity/fusion-fuv/fuv225snmv.html | fusion | 3 | fuv225snmv.jpg | 4 | 4 |  |  |  |  | 1
551 | Helios | Sleek and slender organic vanity fixture with flared ends. White acrylic diffuser. Polished chrome end caps and back plate. Can be mounted vertically or horizontally. cULus listed for damp locations | http://www.afxinc.com/product/type/vanity/helios-hev/hev139pcmvt.html | helios | 3 | hev139pcm.jpg | 4 | 4 |  |  |  |  | 1
552 | Hudson | Contemporary vanity fixture with interweaving ornamental design. Linen acrylic patterned front diffuser. Clear upper and frosted lower acrylic diffusers. Satin nickel finish.. cULus listed for damp locations. ADA compliant. | http://www.afxinc.com/product/type/vanity/hudson-hzv/hzv139sne5t.html | hudson | 3 | hzv139sn.jpg | 4 | 4 |  |  |  |  | 1
553 | Monroe 3-Lamp | Contemporary compact vanity fixture with die-cast base and floating face plate. White glass diffusers. 3-, 4-, 5-armed models. Can be mounted vertically or horizontally. Satin nickel finish. | http://www.afxinc.com/product/type/vanity/monroe-mrv/mrv313snsct.html | monroe-3-lamp | 3 | mrv313sn.jpg | 4 | 4 | 13 |  |  |  | 1
554 | Nolan | Transitional fixture with die-cast metal accents in oakley bronze finish. Clear outer glass surrounds a white inner acrylic diffuser. Can be mounted vertically or horizontally. T5 lamps required. cULus listed for damp locations. ADA compliant | http://www.afxinc.com/product/type/vanity/nolan-nlv/nlv221rbmv.html | nolan | 3 | nlv221rbmv.jpg | 4 | 4 |  |  |  |  | 1
555 | Restoration | Geometric style vanity fixture with intersecting metal trim. Oil-rubbed bronze finish. Opal white glass diffuser. White acrylic bottom diffuser. Open top. 3- and 4-light models. | http://www.afxinc.com/product/type/vanity/restoration-rev/rev318rbsct.html | restoration | 3 | rev318rbsct.jpg | 4 | 4 |  |  |  |  | 1
556 | Sheridan | Transitional style vanity with decorative accent details in cast metal . Champagne finish. White linen acrylic shades. 2-, 3- or 4-armed models. 120V 18W GU24 lamps included (2700K). cULus listed for damp locations. ADA compliant. | http://www.afxinc.com/product/type/vanity/sheridan-shv/shv318acsct-la.html | sheridan | 3 | shv318acsct.jpg | 4 | 4 |  |  |  |  | 1
557 | Taylor | Transitional vanity fixture with decorative metal details. White linen acrylic front diffuser. Clear top and white bottom acrylic diffusers. 120-277V universal-voltage ballast. 25W T8 lamps required. cULus listed for damp locations. | http://www.afxinc.com/product/type/vanity/taylor-tav/tav225pcmv.html | taylor | 3 | tav225pc.jpg | 4 | 4 |  |  |  |  | 1
558 | Tea Cup | Transitional design with cast metal base in satin nickel finish. White alabaster glass diffusers. Available in 2-, 3-, 4- or 5-light models. Can be mounted facing up or down. 120V 13W GU24 lamps included (2700K). ENERGY STAR® qualified. | http://www.afxinc.com/product/type/vanity/tea-cup-tcv/tcv413snsct.html | tea-cup | 3 | tcv413sns.jpg | 4 | 4 |  |  |  |  | 1
559 | South Beach | White with chrome ends. Crescent shaped smooth white acrylic diffuser. Can be mounted vertically or horizontally. 120/277V universal-voltage ballast. T8 lamps required. | http://www.afxinc.com/product/type/vanity/south-beach-v8awms/v8awmsc225mv.html | south-beach | 3 | v8awmsc225.jpg | 4 | 4 |  |  |  |  | 1
560 | Stratus | White acrylic diffuser fully encloses housing. Vertical and/or horizontal mounting. 120V residential grade ballast. T8 lamps required. ENERGY STAR qualified (120V ballast only). | http://www.afxinc.com/product/type/vanity/stratus-v8pn/v8pn225r8.html | stratus | 3 | v8pn225r.jpg | 4 | 4 |  |  |  |  | 1
561 | Vernon | Contemporary fixture with stepped metal base in satin nickel finish. White opal glass diffusers. Available in a 3- or 5-lamp models. Can be mounted up or down. 120V 13W GU24 lamps included, 2700K. ENERGY STAR® qualified | http://www.afxinc.com/product/type/vanity/vernon-vnv/vnv513snsct.html | vernon | 3 | vnv.jpg | 4 | 4 |  |  |  |  | 1
562 | Vista | One piece smooth white acrylic diffuser. Chrome metal housing with pre-finished ends. Vertical or horizontal mount. 120-277V universal-voltage ballast. cULus listed. | http://www.afxinc.com/product/type/vanity/vista-vsc-vsw/vsc225mv.html | vista | 3 | vsc225mv.jpg | 4 | 4 |  |  |  |  | 1
563 | Voltare | Transitional design with decorative metal ends in oil-rubbed bronze finish. White glass diffusers. Available in a 2- or 3-lamp models. Can be mounted up or down. 13W or 120V 18W GU24 lamps included (2700K). cULus listed for damp locations. | http://www.afxinc.com/product/type/vanity/voltare-vov/vov313rbsct.html | voltare | 3 | vov313rbs.jpg | 4 | 4 |  |  |  |  | 1
564 | Wrigley | Vanity fixture with ribbed acrylic diffuser with center lock-up for easy mounting and maintenance. White steel housing. 2-13W PL 2-pin lamps included. UL listed for wet locations. Residential 120V | http://www.afxinc.com/product/type/vanity/wrigley-wrv/wrv213whplt.html | wrigley | 3 | wrv213.jpg | 4 | 4 |  |  |  |  | 1
565 | Slim Cove | Slim Cove INT is an energy efficient, high output, low profile, simple installation fixture designed with line voltage in-line connections. The Slim Cove Line Voltage also can be used for portable listing applications with the use of an optional cord and plug power cable. | http://ecosenselighting.com/products/slim-cove/slim-cove-int/ | slim-cove | 2 | Slim-Cove.jpg | 31 | 11 |  |  |  |  | 1
566 | EcoSpec Floodlight Bullet | The EcoSpec Floodlight Bullet is a highly efficient and powerful indoor/outdoor rated luminaire. It features a GORE® Vent to protect the internal system from moisture and prolong product life. | http://ecosenselighting.com/products/ecospec-floodlight/ecospec-floodlight-bullet/ | ecospec-floodlight-bullet | 2 | EcoSpec-Floodlight.jpg | 31 | 19 |  |  |  |  | 1
567 | EcoSpec Floodlight Bullet Mini | The EcoSpec Floodlight Bullet Mini is the most efficient indoor/outdoor rated luminaire in our product family. It features a GORE® Vent to protect the internal system from moisture and prolong product life. | http://ecosenselighting.com/products/ecospec-floodlight/ecospec-floodlight-bullet-mini/ | ecospec-floodlight-bullet-mini | 2 | FloodlightBullet-Mini.jpg | 31 | 19 |  |  |  |  | 1
568 | Ecospec Floodlight Wash | The EcoSpec Floodlight Wash is a very powerful and versatile indoor/outdoor rated luminaire for any architectural application. It features a GORE® Vent to protect the internal system from moisture and prolong product life. | http://ecosenselighting.com/products/ecospec-floodlight/ecospec-floodlight-wash/ | ecospec-floodlight-wash | 2 | EcoSpec-Floodlight-Wash.jpg | 31 | 19 |  |  |  |  | 1
569 | EcoSpec Linear INT | EcoSpec Linear INT and Linear INT LP (Low Power) are designed with slim profiles, making them the smallest and best-selling linear cove luminaire in our product line. | http://ecosenselighting.com/products/ecospec-linear/ecospec-linear-int/ | ecospec-linear-int | 2 | EcoSpec-Linear-INT.jpg | 31 | 11 |  |  |  |  | 1
570 | EcoSpec Linear HP | EcoSpec Linear HP INT and Linear HP INT LP (Low Power) are high performance luminaires that deliver more lumens for larger cove applications, dome ceilings or retail displays. | http://ecosenselighting.com/products/ecospec-linear/ecospec-linear-hp-int/ | ecospec-linear-hp | 2 | linear-HPI.jpg | 31 | 11 |  |  |  |  | 1
571 | EcoSpec Linear HP INT WW | EcoSpec Linear HP INT WW and Linear HP INT WW LP (Low Power) are the brightest interior luminaires in the product family. These are available in a full range of beam angles: narrow, medium, wide and ellipsoidal for any wall grazing, backlighting or ceiling application. | http://ecosenselighting.com/products/ecospec-linear/ecospec-linear-hp-int-wall-wash/ | ecospec-linear-hp-int-ww | 2 | Linear-HP-INT-WW.jpg | 31 | 11 |  |  |  |  | 1
572 | EcoSpec Linear INT Warm Cove | EcoSpec Linear Series are now available in warmer color temperatures with our Warm Cove Series. Color Temperatures of 2300K and 2500K are created using an integral warming lens and are ideal for those spaces where a soft glow and warm atmosphere is desired. | http://ecosenselighting.com/products/ecospec-linear/ecospec-linear-int-warm-cove/ | ecospec-linear-warm-cove | 2 | LINEAR-Warm-Cove.jpg | 31 | 11 |  |  |  |  | 1
573 | EcoSpec Linear HP INT Warm Cove | All the benefits of the EcoSpec Linear Series are now available in warmer color temperatures with our Warm Cove Series. Color Temperatures are created using an integral warming lens and are ideal for those spaces where a soft glow and warm atmosphere is desired. | http://ecosenselighting.com/products/ecospec-linear/ecospec-linear-hp-int-warm-cove/ | ecospec-linear-warm-cove | 2 | LINEAR-LCI-Warm-Cove-1.jpg | 31 | 11 |  |  |  |  | 1
574 | EcoSpec Linear HP Ext | The new EcoSpec Linear HP EXT is our high output, low profile exterior luminaire, ideal for a variety of unique architectural applications that are exposed to harsh elements. The new glass lens provides better protection against harsh environments and chemicals. | http://ecosenselighting.com/products/ecospec-linear/ecospec-linear-hp-ext/ | ecospec-linear-hp-ext | 2 | Linear-HP-EXT.jpg | 31 | 11 | 13 |  |  |  | 1
575 | EcoSpec Linear HP Ext | The new EcoSpec® HP EXT Conduit Connection is our high output, low profile exterior luminaire, now available with a conduit connection. This luminaire is ideal when a direct conduit connection is needed, eliminating the need for leader cables. | http://ecosenselighting.com/products/ecospec-linear/ecospec-linear-hp-ext-conduit-connection/ | ecospec-linear-hp-ext | 2 | Linear-HP-EXT-CC.jpg | 31 | 11 | 13 |  |  |  | 1
576 | EcoSpec Linear HP Ext WW | The brightest of our exterior linear family, EcoSpec® Linear HP EXT WW has an impressive array of narrow, medium, wide and elliptical beam angles providing brilliant results for exterior façade grazing, and wall washing applications that are exposed to harsh elements. | http://ecosenselighting.com/products/ecospec-linear/ecospec-linear-hp-ext-wall-wash/ | ecospec-linear-hp-ext-ww | 2 | Linear-HP-EXT-WW.jpg | 31 | 11 |  |  |  |  | 1
577 | EcoSpec Linear HP Ext WW | Linear HP EXT WW Conduit Connection has an impressive array of narrow, medium, wide and elliptical beam angles that provides brilliant results for exterior façade grazing, and wall washing applications that are exposed to harsh elements. | http://ecosenselighting.com/products/ecospec-linear/ecospec-linear-hp-ext-ww-conduit-connection/ | ecospec-linear-hp-ext-ww | 2 | Linear-HP-EXT-WW-CC.jpg | 31 | 11 |  |  |  |  | 1
578 | Fiori | Field replacement for LED array and driver is simple and requires minimal effort. | http://ocl.com/site/product_detail/fiori_pendant/ | ocl-pendant-fiori | 3 | FR1-P1CB-13-WTP.jpg | 72 | 3 | 13 |  |  |  | 1
579 | Glowstick | Field replacement for LED array and driver is simple and requires minimal effort. | http://ocl.com/site/product_detail/glowstick_pendant/ | ocl-pendant-glowstick | 3 | GS1-P1CA-24-CR-BTP-DETAIL.jpg | 72 | 3 | 13 |  |  |  | 1
580 | Dash | Simple, linear profile can be connected to create long, continuous runs. | http://ocl.com/site/product_detail/dash_pendant/ | ocl-pendant-dash | 3 | DA1-P1EW-50-MW-BTP.jpg | 72 | 9 | 13 |  |  |  | 1
581 | Loop | Unique tapered drum diffuser with open center (except on 14” size). | http://ocl.com/site/product_detail/loop_pendant/ | ocl-pendant-loop | 3 | LO1-P1EM-72-MW.jpg | 72 | 3 | 13 |  |  |  | 1
582 | Tiny | Large scale spun aluminum shade. | http://ocl.com/site/product_detail/tiny_pendant/ | ocl-pendant-tiny | 3 | LO1-P1EM-72-MW.jpg | 72 | 3 | 13 |  |  |  | 1
583 | Cirque | Spun aluminum fixture housing. | http://ocl.com/site/product_detail/cirque_pendant/ | ocl-pendant-cirque | 3 | CQ1-P1EC-38-GW-MWP.jpg | 72 | 3 |  |  |  |  | 1
584 | Tubie | Ablity to be mounted in clusters or special configurations. | http://ocl.com/site/product_detail/tubie_5_pendant/ | ocl-pendant-tubie | 3 | TB5-P1EA-40-GW-BTP.jpg | 72 | 3 | 13 |  |  |  | 1
585 | Ribbed Glass | Features a mouth-blown, etched opal white glass diffuser with a minimum thickness of 0.15”. | http://ocl.com/site/product_detail/ribbed_glass_pendant/ | ocl-pendant-ribbed-glass | 3 | RB1-P1ES-12-WG-BAL.jpg | 72 | 3 |  |  |  |  | 1
586 | Faceted Glass | Features a mouth-blown, etched opal white glass diffuser with a minimum thickness of 0.15”. | http://ocl.com/site/product_detail/faceted_glass_pendant/ | ocl-pendant-faceted-glass | 3 | FC1-P1ER-12-WG-BAL.jpg | 72 | 3 |  |  |  |  | 1
587 | Bamboo | Field replacement for LED array and driver is simple and requires minimal effort. | http://ocl.com/site/product_detail/bamboo_pendant/ | ocl-pendant-bamboo | 3 | BA1-P1CC-04-GW-BTP.jpg | 72 | 3 | 13 |  |  |  | 1
588 | Astra | Field replacement for LED array and driver is simple and requires minimal effort. | http://ocl.com/site/product_detail/astra_pendant/ | ocl-pendant-astra' | 3 | AS1-P1CD-04-WF-WTP.jpg | 72 | 3 | 13 |  |  |  | 1
589 | Turris | AS1-P1CD-04-WF-WTP-320x410 | http://ocl.com/site/product_detail/turris_pendant/ | ocl-pendant-turris | 3 | TR1-P1CC-26-MW-BTP.jpg | 72 | 3 | 13 |  |  |  | 1
590 | Levo | Features a softly illuminated outer acrylic diffuser and a light-directing inner aluminum reflector. | http://ocl.com/site/product_detail/levo_pendant/ | ocl-pendant-levo | 3 | LE1-P1CC-10-GW-GRP.jpg | 72 | 3 |  |  |  |  | 1
591 | Fabric | Hand rolled trims create elegant edges at top and bottom of fabric shade. | http://ocl.com/site/product_detail/fabric_pendant_fb1/ | ocl-pendant-fabric | 3 | FB1-P1AV-24-BC-GW-BAL.jpg | 72 | 3 | 13 |  |  |  | 1
592 | Curve | Crescent-shaped diffuser has a smooth, concave design to reflect a soft glow upward from fixture body. | http://ocl.com/site/product_detail/curve_pendant/ | ocl-pendant-curve | 3 | CV1-P1EB-63-GW-BTP.jpg | 72 | 9 |  |  |  |  | 1
593 | Una | Simple, linear profile can be connected to create long, continuous runs. See length chart on page 118. | http://ocl.com/site/product_detail/una_pendant/ | ocl-pendant-una | 3 | UA1-P1EB-63-LV-GRP.jpg | 72 | 9 |  |  |  |  | 1
594 | Duo | Simple, linear profile can be connected to create long, continuous runs. See length chart on page 118. | http://ocl.com/site/product_detail/duo_pendant/ | ocl-pendant-duo | 3 | DO1-P1EB-60-MW-BAL.jpg | 72 | 9 |  |  |  |  | 1
595 | Discus | The Discus series features OCL’s new indirect performance reflector system to optimize horizontal distribution of light and to maximize luminaire efficiency. | http://ocl.com/site/product_detail/discus_pendant/ | ocl-pendant-discus | 3 | DS1-P1AC-34-ND-SGP.jpg | 72 | 3 |  |  |  |  | 1
596 | Envy | The Discus series features OCL’s new indirect performance reflector system to optimize horizontal distribution of light and to maximize luminaire efficiency. Click here for additional information. | http://ocl.com/site/product_detail/envy_pendant/ | ocl-pendant-envy | 3 | EV1-P1EE-34-BD-GRP.jpg | 72 | 3 |  |  |  |  | 1
597 | Vogue | A shallow metal dome on the Vogue pendant conceals the light source to create a simple, glare-free indirect pendant. | http://ocl.com/site/product_detail/vogue_cluster/ | ocl-pendant-vogue | 3 | VG1-P2AA-23-NA-BAL.jpg | 72 | 3 |  |  |  |  | 1
598 | Orbit | The Orbit’s bull nose trim is spun from solid 0.080” thick, non-ferrous aluminum. | http://ocl.com/site/product_detail/orbit_pendant/ | ocl-pendant-orbit | 3 | OT1-P1AA-30-GW-BMP.jpg | 72 | 3 |  |  |  |  | 1
599 | Eclipse | The sleek, angled profile of the Eclipse pendant is ideally suited for contemporary interiors. | http://ocl.com/site/product_detail/eclipse_pendant/ | ocl-pendant-eclipse | 3 | EC1-P1AA-34-GW-AWP.jpg | 72 | 3 | 13 |  |  |  | 1
600 | Highrise | The Highrise features solid aluminum die-cast ends with a distinctive tapering crescent design. | http://ocl.com/site/product_detail/highrise_pendant/ | ocl-pendant-highrise | 3 | HI2-P1EB-48-GW-SGP.jpg | 72 | 9 |  |  |  |  | 1
601 | Ariel | The low-profile trim ring of the Ariel was originally designed for the University of Toledo bookstore. | http://ocl.com/site/product_detail/ariel_cluster/ | ocl-pendant-ariel | 3 | AL1-P4AA-26-GW-SGP.jpg | 72 | 3 | 13 |  |  |  | 1
602 | Horizon | The Horizon features a low-profile, minimalist square trim. | http://ocl.com/site/product_detail/horizon_pendant/ | ocl-pendant-horizon | 3 | HR1-P1ED-26-GW-BAL.jpg | 72 | 3 |  |  |  |  | 1
603 | Saturn | Inspired by the concentric rings of the planet Saturn, this low-profile, stepped trim ring cradles a shallow diffuser. | http://ocl.com/site/product_detail/saturn_cluster/ | ocl-pendant-saturn | 3 | SN1-P4AE-27-GW-SWPPAL.jpg | 72 | 3 |  |  |  |  | 1
604 | Eau | The Eau, which means ‘water’ in French, was inspired by the fluidity of falling drops of water. | http://ocl.com/site/product_detail/eau_pendant/ | ocl-pendant-eau | 3 | EU1-P1CA-14-WG-SMP.jpg | 72 | 3 |  |  |  |  | 1
605 | Luma | The Luma was inspired by the elegance of a champagne glass. | http://ocl.com/site/product_detail/luma_pendant/ | ocl-pendant-luma | 3 | LU1-P1CA-07-WG-BAL.jpg | 72 | 3 |  |  |  |  | 1
606 | Schoolhouse | The Schoolhouse series features unique styles of hand-blown opal white glass. | http://ocl.com/site/product_detail/schoolhouse_pendant/ | ocl-pendant-schoolhouse | 3 | SC1-P1AA-16-WG-PBR.jpg | 72 | 3 |  |  |  |  | 1
607 | Cone | The Cone series features unique styles of hand-blown opal white glass. | http://ocl.com/site/product_detail/cone_pendant/ | ocl-pendant-cone | 3 | CN1-P1AA-16-WG-BKP.jpg | 72 | 3 |  |  |  |  | 1
608 | Deco | The Deco series features unique styles of hand-blown opal white glass. | http://ocl.com/site/product_detail/deco_pendant/ | ocl-pendant-deco | 3 | DC1-P1AA-10-WG-SMP.jpg | 72 | 3 |  |  |  |  | 1
609 | Urn | The Urn series features unique styles of hand-blown opal white glass. | http://ocl.com/site/product_detail/urn_pendant/ | ocl-pendant—urn | 3 | UN1-P1AA-10-WG-STB.jpg | 72 | 3 |  |  |  |  | 1
610 | Moonlight | This contemporary pendant casts a moonlight glow from its frosted green acrylic diffuser, sandwiched between two opposing spun aluminum discs. | http://ocl.com/site/product_detail/moonlight_pendant/ | ocl-pendant-moonlight | 3 | MO1-P1EC-17-GF-BAL.jpg | 72 | 3 |  |  |  |  | 1
611 | Vero | The understated elegance of the Vero is achieved with its supple, curved form and cord hung suspension. | http://ocl.com/site/product_detail/vero_pendant/ | ocl-pendant-vero | 3 | VO1-P1CA-14-BL-SGP.jpg | 72 | 3 |  |  |  |  | 1
612 | Prism | The Prism features laser-cut aluminum fins and bottom ring. | http://ocl.com/site/product_detail/prism_pendant/ | ocl-pendant-prism | 3 | PR1-P1AA-16-FB-SMP.jpg | 72 | 3 |  |  |  |  | 1
613 | Westport | The Westport is OCL’s updated version of a classic, industrial style pendant. | http://ocl.com/site/product_detail/westport_pendant/ | ocl-pendant-westport | 3 | WP1-P1AA-14-FR-SGP.jpg | 72 | 3 |  |  |  |  | 1
614 | Odyssey | Simple, understated appearance makes the Odyssey well suited for a variety of commercial applications. | http://ocl.com/site/product_detail/odyssey_pendant/ | ocl-pendant-odyssey | 3 | OD1-P1EA-12-FR-SGP.jpg | 72 | 3 |  |  |  |  | 1
615 | Monaco | The Monaco features a shallow acrylic diffuser accented by a rolled brass or aluminum ring. | http://ocl.com/site/product_detail/monaco_cluster/ | ocl-pendant-monaco | 3 | MN1-P2AA-23-GW-GRP.jpg | 72 | 3 | 13 |  |  |  | 1
616 | Fuse | The Fuse features 1/4” thick interlocking aluminum water jet-cut, decorative cross bars which are gracefully suspended by four stainless steel aircraft cables. | http://ocl.com/site/product_detail/fuse_pendant/ | ocl-pendant-fuse | 3 | FU1-P1EG-24-GW-BAL.jpg | 72 | 3 |  |  |  |  | 1
617 | Edge | The Edge features 1/4” thick aluminum water jet-cut decorative talons. | http://ocl.com/site/product_detail/edge_cluster/ | ocl-pendant-edge | 3 | ED1-P4ED-26-GW-SGPBAL.jpg | 72 | 3 |  |  |  |  | 1
618 | Avalon | The simple, shallow dome of the Avalon is accented by vertical hanging systems. | http://ocl.com/site/product_detail/avalon_pendant/ | ocl-pendant-avalon | 3 | AV1-P1AE-23-GW-BAL.jpg | 72 | 3 |  |  |  |  | 1
619 | Nouveau | A shallow acrylic diffuser is supported by cast brass Art Nouveau motifs designed after an original piece from that period. | http://ocl.com/site/product_detail/nouveau_pendant/ | ocl-pendant-nouveau | 3 | NV1-P1GC-24-FA-ABR.jpg | 72 | 3 |  |  |  |  | 1
620 | Orion | The simple, shallow dome of the Orion is accented by tripod hanging systems. | http://ocl.com/site/product_detail/orion_pendant/ | ocl-pendant-orion | 3 | ON1-P1AH-23-GW-PBR.jpg | 72 | 3 |  |  |  |  | 1
621 | Dauphine | The Dauphine features a cone shaped ceiling canopy, a reeded vertical stem and a cast brass acorn bottom finial. | http://ocl.com/site/product_detail/dauphine_pendant/ | ocl-pendant-dauphine | 3 | DP1-P1GH-23-ET-BNP.jpg | 72 | 3 |  |  |  |  | 1
622 | Hogarth | The Hogarth features a decorative cone shaped ceiling canopy and gentle, curved acrylic diffuser. | http://ocl.com/site/product_detail/hogarth_pendant/ | ocl-pendant-hogarth | 3 | HG1-P1GE-26-FA-ABR.jpg | 72 | 3 |  |  |  |  | 1
623 | Stellar | The classic look of crown molding creates the stately appearance of the Stellar. | http://ocl.com/site/product_detail/stellar_pendant/ | ocl-pendant-stellar | 3 | ST1-P1AA-24-GW-BAL.jpg | 72 | 3 |  |  |  |  | 1
624 | Calypso | The cast brass shells accent the trim ring of the Calypso and are the focal point of this 1920s reproduction. | http://ocl.com/site/product_detail/calypso_pendant/ | ocl-pendant-calypso | 3 | CL1-P1AI-24-FA-ABR-VOL.jpg | 72 | 3 |  |  |  |  | 1
625 | Ella | The simple and elegant trim ring of the Ella makes it perfectly suited for both contemporary and traditional applications. | http://ocl.com/site/product_detail/ella_pendant/ | ocl-pendant-ella | 3 | EA1-P1AH-27-WS-ORB.jpg | 72 | 3 |  |  |  |  | 1
626 | Mirage | The trim ring of the Mirage features two unique architectural banding designs. Choose from either Egg-and-Dart or Greek Key banding. | http://ocl.com/site/product_detail/mirage_pendant/ | ocl-pendant-mirage | 3 | MR1-P1AA-27-GW-SGPSNK.jpg | 72 | 3 |  |  |  |  | 1
627 | Essex | The Essex trim features triangular perforations which emit a subtle glow. | http://ocl.com/site/product_detail/essex_pendant/ | ocl-pendant-essex | 3 | ES1-P1AA-27-GW-BMP.jpg | 72 | 3 |  |  |  |  | 1
628 | Apollo | The Apollo is an updated version of a 1920s Art Deco pendant. | http://ocl.com/site/product_detail/apollo_pendant/ | ocl-pendant-apollo | 3 | AP1-P1ED-27-GW-GRPBAL.jpg | 72 | 3 |  |  |  |  | 1
629 | Reflection | The Reflection pendant features two elegant trim rings through which there is a soft glow of light. | http://ocl.com/site/product_detail/reflection_pendant/ | ocl-pendant-reflection | 3 | RF1-P1ED-26-GW-SGPBAL.jpg | 72 | 3 |  |  |  |  | 1
630 | Halo | A frosted acrylic disc floats above the trim ring to create the Halo series.The strong horizontal lines of the fixture are emphasized by vertical hanging systems. | http://ocl.com/site/product_detail/halo_pendant/ | ocl-pendant-halo | 3 | HL1-P1AD-32-GW-BKPSMP.jpg | 72 | 3 |  |  |  |  | 1
631 | Voyager | An ultra-shallow diffuser seamlessly completes the form of the simple spun aluminum trim. | http://ocl.com/site/product_detail/voyager_pendant/ | ocl-pendant-voyager | 3 | VY1-P1AB-26-GW-SWPPAL.jpg | 72 | 3 |  |  |  |  | 1
632 | Nimbus | The Nimbus pendant is an adaptation of a theater fixture designed in the 1920s. | http://ocl.com/site/product_detail/nimbus_pendant/ | ocl-pendant-nimbus | 3 | NS1-P1GB-26-GW-BNP.jpg | 72 | 3 |  |  |  |  | 1
633 | Gemini | The Gemini pendant is inspired by a fixture rescued from a 1920s theater in Illinois before its demolition. | http://ocl.com/site/product_detail/gemini_pendant/ | ocl-pendant-gemini | 3 | GM1-P1AG-26-CJ-BALPAL.jpg | 72 | 3 |  |  |  |  | 1
634 | Camelot | The Camelot is a re-creation of a historical classic. | http://ocl.com/site/product_detail/camelot_pendant/ | ocl-pendant-camelot | 3 | CM1-P1AF-25-MW-ABR-VOL.jpg | 72 | 3 |  |  |  |  | 1
635 | Camelot Signature | http://ocl.com/site/product_detail/camelot_signature_pendant/ | http://ocl.com/site/product_detail/camelot_signature_pendant/ | ocl-pendant-camelot-signature | 3 | CS1-P1AK-54-GW-STB.jpg | 72 | 3 |  |  |  |  | 1
636 | Off Broadway | The Off Broadway uses the cast brass trim of the original Broadway pendant with the addition of a deep acrylic diffuser and cast brass pediments around its perimeter. | http://ocl.com/site/product_detail/off_broadway_pendant/ | ocl-pendant-off-broadway | 3 | OB1-P1AK-31-GW-ABR.jpg | 72 | 3 |  |  |  |  | 1
637 | Broadway | The glamour and glitz of theaters from days gone by are revived in the castings of the Broadway series. | http://ocl.com/site/product_detail/broadway_pendant/ | ocl-pendant-broadway | 3 | BR1-P1GG-31-NA-PBR.jpg | 72 | 3 |  |  |  |  | 1
638 | Phoenix | The sturdy trim ring of the Phoenix is accented by solid turned metal half spheres. | http://ocl.com/site/product_detail/phoenix_pendant/ | ocl-pendant-phoenix | 3 | PH1-P1AE-27-GW-BNP.jpg | 72 | 3 |  |  |  |  | 1
639 | Cairo | The Cairo pendant is inspired by the great pyramids in Egypt and is fabricated from 0.080” thick aluminum. | http://ocl.com/site/product_detail/cairo_pendant/ | ocl-pendant-cairo | 3 | CR1-P1EG-25-GW-GRP.jpg | 72 | 3 |  |  |  |  | 1
640 | Gatsby | White, thermally-formed diffuser with concentric ribs gives the Gatsby a unique, retro appearance. | http://ocl.com/site/product_detail/gatsby_pendant/ | ocl-pendant-gatsby | 3 | GT1-P1AA-23-GW-PAL.jpg | 72 | 3 |  |  |  |  | 1
641 | Fiori | Field replacement for LED array and driver is simple and requires minimal effort. | http://ocl.com/site/product_detail/fiori_sconce/ | ocl-arm-sconce-fiori | 3 | FR1-S1SC-13-WTP.jpg | 72 | 4 | 13 |  |  |  | 1
642 | Dash | Simple, linear profile can be connected to create long, continuous runs. | http://ocl.com/site/product_detail/dash_sconce/ | ocl-sconce-dash | 3 | DA1-S1SC-50-MW-WTP.jpg | 72 | 4 | 13 |  |  |  | 1
643 | Vega | Field replacement for LED array and driver is simple and requires minimal effort. | http://ocl.com/site/product_detail/vega_sconce/ | ocl-sconce-vega | 3 | VA2-S1SA-08-WF-GTP.jpg | 72 | 4 | 13 |  |  |  | 1
644 | Bamboo | Field replacement for LED array and driver is simple and requires minimal effort. | http://ocl.com/site/product_detail/bamboo_sconce/ | ocl-sconce-bamboo | 3 | BA2-S1SA-24-GW-GTP.jpg | 72 | 4 | 13 |  |  |  | 1
645 | Una | Simple, linear profile can be connected to create long, continuous runs. See length chart on page 118. | http://ocl.com/site/product_detail/una_sconce/ | ocl-sconce-una | 3 | UA1-S1SA-63-MW-WTP.jpg | 72 | 4 |  |  |  |  | 1
646 | Via | Simple, linear profile can be connected to create long, continuous runs. See length chart on page 118. | http://ocl.com/site/product_detail/via_sconce/ | ocl-sconce-via | 3 | VI1-S1SA-27-MW-BAL.jpg | 72 | 4 |  |  |  |  | 1
647 | Duo | Simple, linear profile can be connected to create long, continuous runs. See length chart on page 118. | http://ocl.com/site/product_detail/duo_sconce/ | ocl-sconce-duo | 3 | DO1-S1SA-60-MW-BAL.jpg | 72 | 4 |  |  |  |  | 1
648 | Zen | Minimal appearance and extremely shallow 0.75” projection allows seamless integration with interior design. | http://ocl.com/site/product_detail/zen_sconce/ | ocl-sconce-zen | 3 | ZE1-S1SE-27-GW-SMP-2.jpg | 72 | 4 |  |  |  |  | 1
649 | Core | The Core features a solid, aluminum die-cast center hub. | http://ocl.com/site/product_detail/core_sconce/ | ocl-sconce-core | 3 | CO1-S1SA-12-GW-GRPAWP.jpg | 72 | 4 |  |  |  |  | 1
650 | Hilo | The simple, understated look of the Hilo is well suited for numerous interior applications. | http://ocl.com/site/product_detail/hilo_sconce/ | ocl-sconce-hilo | 3 | HO1-S1SA-24-GW-GRP.jpg | 72 | 4 |  |  |  |  | 1
651 | MonolitH | The Monolith sconce features a patterned metal face with a white acrylic diffuser. | http://ocl.com/site/product_detail/monolith_sconce/ | ocl-sconce-monolith | 3 | ML1-S1SA-25-GW-SMP.jpg | 72 | 4 |  |  |  |  | 1
652 | Armet | The Armet series was inspired by a knights helmet developed in the 15th century. | http://ocl.com/site/product_detail/armet_sconce/ | ocl-sconce-armet | 3 | AT1-S1SA-24-GW-SMP-HORIZONTAL.jpg | 72 | 4 |  |  |  |  | 1
653 | Shadow | The Shadow features a sheet metal face formed from 0.064” thick aluminum. | http://ocl.com/site/product_detail/shadow_sconce/ | ocl-sconce-shadow | 3 | SD1-S1SA-12-GW-BAL.jpg | 72 | 4 |  |  |  |  | 1
654 | Illusion | The Illusion epitomizes minimalist design with its simple shape and mere 2.50” projection from the wall. | http://ocl.com/site/product_detail/illusion_sconce/ | ocl-sconce-illusion | 3 | IL1-S1SA-24-GW-BAL.jpg | 72 | 4 |  |  |  |  | 1
655 | Highrise | The Highrise features solid aluminum die-cast ends with a distinctive tapering crescent design. | http://ocl.com/site/product_detail/highrise_sconce/ | ocl-sconce-highrise | 3 | HI2-S1SA-24-GW-SGP.jpg | 72 | 4 |  |  |  |  | 1
656 | Element | The Element features an extruded aluminum back channel 2.50” wide and 0.125” thick with a matte anodized protective coating. | http://ocl.com/site/product_detail/element_sconce/ | ocl-sconce-element | 3 | EL1-S1SA-24-GW-AWP-_HORIZONTAL.jpg | 72 | 4 |  |  |  |  | 1
657 | Vapor | The Vapor features an extruded aluminum back channel 2.50” wide and 0.125” thick with a matte anodized protective coating. | http://ocl.com/site/product_detail/vapor_sconce/ | ocl-sconce-vapor | 3 | VP1-S1SA-24-GW-SRP-HORIZONTAL.jpg | 72 | 4 |  |  |  |  | 1
658 | Intrigue | The Intrigue sconce features solid aluminum die-cast ends with a domed top and a distinctive tapering arch design. | http://ocl.com/site/product_detail/intrigue_sconce/ | ocl-sconce-intrigue | 3 | IN1-S1SA-24-GW-SMP.jpg | 72 | 4 |  |  |  |  | 1
659 | Allure | The Allure sconce features solid aluminum die-cast ends with a domed top. | http://ocl.com/site/product_detail/allure_sconce/ | ocl-sconce-allure | 3 | AU1-S1SA-24-GW-BEP.jpg | 72 | 4 |  |  |  |  | 1
660 | Newport | The Newport sconce features solid aluminum die-cast ends with a domed top and a distinctive tapering arch design. | http://ocl.com/site/product_detail/newport_sconce/ | ocl-sconce-newport | 3 | NP1-S1SA-24-GW-BKP.jpg | 72 | 4 |  |  |  |  | 1
661 | Ventura | The Ventura sconce features 0.25” thick aluminum laser-cut ends. | http://ocl.com/site/product_detail/ventura_sconce/ | ocl-sconce-ventura | 3 | VT1-S1SA-24-GW-BAL.jpg | 72 | 4 |  |  |  |  | 1
662 | Regency | The Regency sconce is a robust and stylish wall fixture constructed with solid aluminum or brass bar stock. | http://ocl.com/site/product_detail/regency_sconce/ | ocl-sconce-regency | 3 | RG1-S1SA-18-GW-PBR.jpg | 72 | 4 |  |  |  |  | 1
663 | Icon | The Icon sconce is offered in a variety of sizes and lamping packages. | http://ocl.com/site/product_detail/icon_sconce/ | ocl-sconce-icon | 3 | IC1-S1SA-11-GW-BNP.jpg | 72 | 4 |  |  |  |  | 1
664 | Kincaid | The diffuser of the Kincaid sconce is held firmly between two decorative aluminum bars. | http://ocl.com/site/product_detail/kincaid_sconce/ | ocl-sconce-kincaid | 3 | KD1-S1SA-12-HG-BAL.jpg | 72 | 4 |  |  |  |  | 1
665 | Wing | The Wing sconce features a 0.125” thick laser-cut and formed aluminum frame. | http://ocl.com/site/product_detail/wing_sconce/ | ocl-sconce-wing | 3 | WW1-S1SA-12-GW-BAL.jpg | 72 | 4 |  |  |  |  | 1
666 | Montage | The Montage sconce features a patterned metal face with a formed acrylic diffuser. | http://ocl.com/site/product_detail/montage_sconce/ | ocl-sconce-montage | 3 | MG1-S1SA-11-GW-BMP.jpg | 72 | 4 |  |  |  |  | 1
667 | Stellar | The classic look of crown molding creates the stately appearance of the Stellar. | http://ocl.com/site/product_detail/stellar_sconce/ | ocl-sconce-stellar | 3 | ST1-S1SA-18-GW-BEP.jpg | 72 | 4 |  |  |  |  | 1
668 | Calypso | A single, cast brass shell accents the trim ring of the Calypso and is the focal point of this 1920s reproduction. | http://ocl.com/site/product_detail/calypso_sconce/ | ocl-sconce-calypso | 3 | CL1-S1SA-18-FA-ABR.jpg | 72 | 4 |  |  |  |  | 1
669 | Ella | The simple and elegant trim ring of the Ella makes it perfectly suited for both contemporary and traditional applications. | The simple and elegant trim ring of the Ella makes it perfectly suited for both contemporary and traditional applications. | ocl-sconce-ella | 3 | EA1-S1SA-17-GW-BAL.jpg | 72 | 4 |  |  |  |  | 1
670 | Mirage | The trim ring of the Mirage features two unique architectural banding designs. Choose from either Egg-and-Dart or Greek Key banding. | http://ocl.com/site/product_detail/mirage_sconce/ | ocl-sconce-mirage | 3 | MR1-S1SB-17-GW-SGPSNK.jpg | 72 | 4 |  |  |  |  | 1
671 | Camelot | The Camelot is a re-creation of a historical classic. | http://ocl.com/site/product_detail/camelot_sconce/ | ocl-sconce-camelot | 3 | CM1-S1SA-17-GW-STB.jpg | 72 | 4 |  |  |  |  | 1
672 | Essex | The Essex trim features triangular perforations which emit a subtle glow. | http://ocl.com/site/product_detail/essex_sconce/ | ocl-sconce-essex | 3 | ES1-S1SA-11-FA-ABR.jpg | 72 | 4 |  |  |  |  | 1
673 | Halo | A frosted acrylic disc floats above the trim ring to create the Halo series. | http://ocl.com/site/product_detail/halo_sconce/ | ocl-sconce-halo | 3 | HL1-S1SA-21-GW-BKPSMP.jpg | 72 | 4 |  |  |  |  | 1
674 | Apollo | The Apollo is an updated version of a 1920s Art Deco light fixture. | http://ocl.com/site/product_detail/apollo_sconce/ | ocl-sconce-apollo | 3 | AP1-S1SA-18-GW-BAL.jpg | 72 | 4 |  |  |  |  | 1
675 | Reflection | The Reflection sconce features two elegant trim rings through which there is a soft glow of light. | http://ocl.com/site/product_detail/reflection_sconce/ | ocl-sconce-reflectiion | 3 | RF1-S1SA-16-GW-BAL.jpg | 72 | 4 |  |  |  |  | 1
676 | Reflection | The Reflection arm sconce features double-stacked trim rings and a shallow diffuser that rest on top of a sturdy arm assembly, creating a striking wall luminaire. | http://ocl.com/site/product_detail/reflection_arm_sconce/ | ocl-arm-sconce-reflection | 3 | RF1-S1SC-16-GW-SGPBAL.jpg | 72 | 4 |  |  |  |  | 1
677 | Flux | The Flux sconce features a fully enclosed vacuum-formed acrylic diffuser and has a bulbous shape. | http://ocl.com/site/product_detail/flux_sconce/ | ocl-sconce-flux | 3 | FX1-S1SA-18-MW-BAL-HORIZONTAL-2.jpg | 72 | 4 |  |  |  |  | 1
678 | Wedge | The Wedge features a formed sheet metal face from 0.064” thick aluminum. | http://ocl.com/site/product_detail/wedge_sconce/ | ocl-sconce-wedge | 3 | WD1-S1SA-12-NA-AWP.jpg | 72 | 4 |  |  |  |  | 1
679 | Guardian | As its name suggests, this fixture shields the lamps with a gently curved aluminum face. | http://ocl.com/site/product_detail/guardian_sconce/ | ocl-sconce-guardian | 3 | GR1-S1SA-18-NA-BAL.jpg | 72 | 4 |  |  |  |  | 1
680 | Monaco | The Monaco features an acrylic diffuser accented by a rolled brass or aluminum ring. | http://ocl.com/site/product_detail/monaco_sconce/ | ocl-sconce-monaco | 3 | MN1-S1SA-13-GW-SNK.jpg | 72 | 4 | 13 |  |  |  | 1
681 | Dauphine | The simple dome of the Dauphine emits a soft glow. | http://ocl.com/site/product_detail/dauphine_sconce/ | ocl-sconce-dauphine | 3 | DP1-S1SA-13-FA-NFA.jpg | 72 | 4 |  |  |  |  | 1
682 | Avalon | The simple dome of the Avalon emits a soft glow. | http://ocl.com/site/product_detail/avalon_sconce/ | ocl-sconce-avalon | 3 | AV1-S1SA-13-GW-NFA.jpg | 72 | 4 |  |  |  |  | 1
683 | Avalon | The shallow acyclic diffuser of the Avalon arm sconce sits atop a sturdy arm assembly, creating an exciting play of light, both against the wall surface and into the surrounding space. | http://ocl.com/site/product_detail/avalon_arm_sconce/ | ocl-arm-sconce-avalon | 3 | AV1-S1SC-19-GW-BKP.jpg | 72 | 4 |  |  |  |  | 1
684 | Hogarth | The simple curved dome of the Hogarth emits a soft glow. | http://ocl.com/site/product_detail/hogarth_sconce/ | ocl-sconce-hogarth | 3 | HG1-S1SA-09-FA-NFA.jpg | 72 | 4 |  |  |  |  | 1
685 | Priscilla | The Priscilla sconce features a luminous acrylic diffuser framed by a sleek metal trim ring constructed from solid non-ferrous brass or aluminum. | http://ocl.com/site/product_detail/priscilla_sconce/ | ocl-sconce-priscilla | 3 | PC1-S1SA-14-GW-PBR.jpg | 72 | 4 |  |  |  |  | 1
686 | Saturn | Inspired by the concentric rings of the planet Saturn, this low-profile, stepped trim ring cradles a shallow diffuser. | http://ocl.com/site/product_detail/saturn_sconce/ | ocl-sconce-saturn | 3 | SN1-S1SA-18-GW-BAL.jpg | 72 | 4 |  |  |  |  | 1
687 | Horizon | The Horizon features a low-profile, minimalist square trim. | http://ocl.com/site/product_detail/horizon_sconce/ | ocl-sconce-horizon | 3 | HR1-S1SA-16-GW-BAL.jpg | 72 | 4 |  |  |  |  | 1
688 | Ariel | The low-profile trim ring of the Ariel was originally designed for the University of Toledo bookstore. | http://ocl.com/site/product_detail/ariel_sconce/ | ocl-sconce-ariel | 3 | AL1-S1SA-16-GW-SGP.jpg | 72 | 4 | 13 |  |  |  | 1
689 | Moonlight | This contemporary sconce casts a moonlight glow from its frosted green acrylic diffuser, sandwiched between two opposing spun aluminum discs. | http://ocl.com/site/product_detail/moonlight_sconce/ | ocl-sconce-moonlight | 3 | MO1-S1SA-17-GF-BAL.jpg | 72 | 4 |  |  |  |  | 1
690 | Vogue | The shallow metal dome of the Vogue sconce conceals the light source to create a glare-free, radial glow on the wall surface. | http://ocl.com/site/product_detail/vogue_sconce/ | ocl-sconce-vogue | 3 | VG1-S1SD-18-NA-BAL.jpg | 72 | 4 |  |  |  |  | 1
691 | Vogue | The Vogue arm sconce features a shallow metal bowl that sits atop a sturdy arm assembly, creating an impressive chalice that releases light upward to graze the wall surface. | http://ocl.com/site/product_detail/vogue_arm_sconce/ | ocl-arm-sconce-vogue | 3 | VG1-S1SC-18-NA-BAL.jpg | 72 | 4 |  |  |  |  | 1
692 | Orb | The circular form of the Orb adapts well to numerous interior environments. | http://ocl.com/site/product_detail/orb_sconce/ | ocl-sconce-orb | 3 | OR1-S1SA-12-GW-BAL.jpg | 72 | 4 |  |  |  |  | 1
693 | Nimbus | The Nimbus sconce is an adaptation of a theater fixture designed in the 1920s. | http://ocl.com/site/product_detail/nimbus_sconce/ | ocl-sconce-nimbus | 3 | NS1-S1SA-12-GW-BNP.jpg | 72 | 4 |  |  |  |  | 1
694 | Schoolhouse | The Schoolhouse series feature unique styles of hand-blown, opal white glass with a minimum wall thickness of 0.150”. | http://ocl.com/site/product_detail/schoolhouse_sconce/ | ocl-arm-sconce-schoolhouse | 3 | SC1-S1SC-07-WG-PBR.jpg | 72 | 4 |  |  |  |  | 1
695 | Cone | The Cone series feature unique styles of hand-blown, opal white glass with a minimum wall thickness of 0.150”. | http://ocl.com/site/product_detail/cone_sconce/ | ocl-arm-sconce-cone | 3 | CN1-S1SC-10-WG-BKP.jpg | 72 | 4 |  |  |  |  | 1
696 | Deco | The Deco series feature unique styles of hand-blown, opal white glass with a minimum wall thickness of 0.150”. | http://ocl.com/site/product_detail/deco_sconce/ | ocl-arm-sconce-deco | 3 | DC1-S1SC-09-WG-SMP.jpg | 72 | 4 |  |  |  |  | 1
697 | Urn | The Urn series feature unique styles of hand-blown, opal white glass with a minimum wall thickness of 0.150”. | http://ocl.com/site/product_detail/urn_sconce/ | ocl-arm-sconce-urn | 3 | UN1-S1SC-06-WG-STB.jpg | 72 | 4 |  |  |  |  | 1
698 | Broadway | The Broadway sconce features cast brass decorative arms and mounting hub with decorative, tulip style etched glass diffusers. | http://ocl.com/site/product_detail/broadway_sconce/ | ocl-arm-sconce-broadway | 3 | BR1-S1SC-05-EG-ABR.jpg | 72 | 4 |  |  |  |  | 1
699 | Gemini | The Gemini pendant was inspired by a fixture rescued from a 1920s theater in Illinois before its demolition. | http://ocl.com/site/product_detail/gemini_sconce/ | ocl-sconce-gemini | 3 | GM1-S1SB-12-RJ-BKPPAL.jpg | 72 | 4 |  |  |  |  | 1
700 | Cairo | The Cairo sconce was inspired by the great pyramids in Egypt and is fabricated from 0.080” thick aluminum. | http://ocl.com/site/product_detail/cairo_sconce/ | ocl-sconce-cairo | 3 | CR1-S1SA-18-GW-GRP.jpg | 72 | 4 |  |  |  |  | 1
701 | Phoenix | The sturdy trim ring of the Phoenix is accented by solid, turned metal half-spheres. | http://ocl.com/site/product_detail/phoenix_sconce/ | ocl-sconce-phoenix | 3 | PH1-S1SB-17-GW-BNP.jpg | 72 | 4 |  |  |  |  | 1
702 | Una | Simple, linear profile creates soft grazing effect on wall surface. | http://ocl.com/site/product_detail/una_outdoor/ | ocl-outdoor-una | 3 | UA1-O1OA-51-MW-BTP-1.jpg | 72 | 18 | 22 |  |  |  | 1
703 | Vega | IP66 protection rating and ETL listed for wet location. | http://ocl.com/site/product_detail/vega_outdoor/ | ocl-outdoor-vega | 3 | VA2-O1OA-08-WF-BTP.jpg | 72 | 18 | 22 |  |  |  | 1
704 | Bamboo | Field replacement for LED array and driver is simple and requires minimal effort. | http://ocl.com/site/product_detail/bamboo_outdoor/ | ocl-outdoor-bamboo | 3 | BA2-O1OA-24-GW-BTP.jpg | 72 | 18 | 22 |  |  |  | 1
705 | Armet | Excellent thermal management is achieved through a precision-engineered die-cast aluminum fixture body. | http://ocl.com/site/product_detail/armet_outdoor/ | ocl-outdoor-armet | 3 | AT1-O1OA-24-GW-SMP-HORIZONTAL.jpg | 72 | 18 |  |  |  |  | 1
706 | Vapor | The Vapor features an extruded aluminum back channel 2.50” wide and 0.125” thick with a matte anodized protective coating. | http://ocl.com/site/product_detail/vapor_outdoor/ | ocl-outdoor-vapor | 3 | VP1-O1OA-24-GW-SGP-HORIZONTAL.jpg | 72 | 18 |  |  |  |  | 1
707 | Element | The Element features an extruded aluminum back channel 2.50” wide and 0.125” thick with a matte anodized protective coating. | http://ocl.com/site/product_detail/element_outdoor/ | ocl-outdoor-element | 3 | EL1-O1OA-24-GW-SMP-_HORIZONTAL.jpg | 72 | 18 | 22 |  |  |  | 1
708 | Intrigue | The Intrigue sconce features solid aluminum die-cast ends with a domed top and a distinctive tapering arch design. | http://ocl.com/site/product_detail/intrigue_outdoor/ | ocl-outdoor-intrigue | 3 | IN1-O1OA-24-GW-GRP.jpg | 72 | 18 |  |  |  |  | 1
709 | Allure | The Allure sconce features solid aluminum die-cast ends with a domed top. | http://ocl.com/site/product_detail/allure_outdoor/ | ocl-outdoor-allure | 3 | AU1-010A-24-GW-SGP.jpg | 72 | 18 |  |  |  |  | 1
710 | Newport | The Newport sconce features solid aluminum die cast ends with a domed top and a distinctive tapering arch design. | http://ocl.com/site/product_detail/newport_outdoor/ | ocl-outdoor-newport | 3 | NP1-O1OA-24-GW-GRP.jpg | 72 | 18 |  |  |  |  | 1
711 | Nimbus | The Nimbus sconce is an adaptation of a theater fixture designed in the 1920s. | http://ocl.com/site/product_detail/nimbus_outdoor/ | ocl-outdoor-nimbus | 3 | NS1-O1OA-12-GW-SRP.jpg | 72 | 18 |  |  |  |  | 1
712 | MonolitH | The Monolith sconce features a patterned metal face with a white acrylic diffuser. | http://ocl.com/site/product_detail/monolith_outdoor/ | ocl-outdoor-monolith | 3 | ML1-O1OB-18-GW-SMP.jpg | 72 | 18 |  |  |  |  | 1
713 | Regency | The Regency sconce is a robust and stylish wall fixture constructed from solid aluminum or brass bar stock. | http://ocl.com/site/product_detail/regency_outdoor/ | ocl-outdoor-regency | 3 | RG1-O1OB-18-GW-CMP.jpg | 72 | 18 |  |  |  |  | 1
714 | Denali | The Denali is spun from 0.080” thick aluminum. | http://ocl.com/site/product_detail/denali_outdoor/ | ocl-outdoor-denali | 3 | DN2-O1OC-16-NA-GRPAWP.jpg | 72 | 18 |  |  |  |  | 1
715 | Vogue | The Vogue face is spun from 0.080” thick aluminum. | http://ocl.com/site/product_detail/vogue_outdoor/ | ocl-outdoor-vogue | 3 | VG1-O1OC-15-NA-BAL.jpg | 72 | 18 |  |  |  |  | 1
716 | Arcadia | The Arcadia is formed from non-ferrous 0.080” thick aluminum. | http://ocl.com/site/product_detail/arcadia_outdoor/ | ocl-outdoor-arcadia | 3 | AR1-010C-14-NA-CHP.jpg | 72 | 18 |  |  |  |  | 1
717 | Quantico | The Quantico features solid aluminum die-cast ends. | http://ocl.com/site/product_detail/quantico_outdoor/ | ocl-outdoor-quantico | 3 | QN1-O1OB-43-GW-LBP.jpg | 72 | 18 |  |  |  |  | 1
718 | Fiori | Field replacement for LED array and driver is simple and requires minimal effort. | http://ocl.com/site/product_detail/fiori_ceiling/ | ocl-ceiling-fiori | 3 | FR1-C1NA-13-BTP.jpg | 72 | 5 | 13 |  |  |  | 1
719 | Loop | Unique tapered drum diffuser with open center (except on 14” size). | http://ocl.com/site/product_detail/loop_ceiling/ | ocl-ceiling-loop | 3 | LO1-C1NA-24-MW.jpg | 72 | 5 | 13 |  |  |  | 1
720 | Una Recessed | Simple, linear profile can be connected to create long, continuous runs. | http://ocl.com/site/product_detail/una_recessed_ceiling/ | ocl-ceiling-una-recessed | 3 | UA1-C1NB-47-MW-MWP.jpg | 72 | 8 | 13 |  |  |  | 1
721 | Curve | Crescent-shaped diffuser has a smooth, concave design to reflect a soft glow upward from fixture body. | http://ocl.com/site/product_detail/curve_ceiling/ | ocl-ceiling-curve | 3 | CV1-C1NA-63-GW-BTP.jpg | 72 | 7 |  |  |  |  | 0
722 | Una | Fixture is supplied with a 0.875” KO for attachment of 0.5” conduit and requires additional anchors. | http://ocl.com/site/product_detail/una_ceiling/ | ocl-ceiling-una | 3 | UA1-C1NA-27-MW-WTP.jpg | 72 | 7 |  |  |  |  | 0
723 | Zen | Minimal appearance and extremely shallow 0.75” projection allows seamless integration with interior design. | http://ocl.com/site/product_detail/zen_ceiling/ | ocl-ceiling-zen | 3 | ZE1-C1NB-63-GW-BAL.jpg | 72 | 7 |  |  |  |  | 1
724 | Schoolhouse | The Schoolhouse series feature unique styles of hand-blown opal white glass. | http://ocl.com/site/product_detail/schoolhouse_ceiling/ | ocl-ceiling-schoolhouse | 3 | SC1-C1NA-16-WG-PBR.jpg | 72 | 5 |  |  |  |  | 1
725 | Cone | The Cone series feature unique styles of hand-blown opal white glass. | http://ocl.com/site/product_detail/cone_ceiling/ | ocl-ceiling-cone | 3 | CN1-C1NA-16-WG-BKP.jpg | 72 | 5 |  |  |  |  | 1
726 | Deco | The Deco series feature unique styles of hand-blown opal white glass. | http://ocl.com/site/product_detail/deco_ceiling/ | ocl-ceiling-deco | 3 | DC1-C1NA-10-WG-SMP.jpg | 72 | 5 |  |  |  |  | 1
727 | Urn | The Urn series feature unique styles of hand-blown opal white glass. | http://ocl.com/site/product_detail/urn_ceiling/ | ocl-ceiling-urn | 3 | UN1-C1NA-10-WG-STB.jpg | 72 | 5 |  |  |  |  | 1
728 | Phoenix | Features a mouth-blown, etched opal white glass diffuser with a minimum thickness of 0.15”. | http://ocl.com/site/product_detail/phoenix_ceiling/ | ocl-ceiling-phoenix | 3 | PH1-C1NA-17-GW-BNP.jpg | 72 | 5 |  |  |  |  | 1
729 | Reflection | The Reflection features two elegant trim rings through which there is a soft glow of light. | http://ocl.com/site/product_detail/reflection_ceiling/ | ocl-ceiling-reflection | 3 | RF1-C1NA-16-GW-SNK.jpg | 72 | 5 |  |  |  |  | 1
730 | Camelot | The Camelot is a re-creation of a historical classic. | http://ocl.com/site/product_detail/camelot_ceiling/ | ocl-ceiling-camelot | 3 | CM1-C1NA-17-GW-ABR-VOL.jpg | 72 | 5 |  |  |  |  | 1
731 | Stellar | The classic look of crown molding creates the stately appearance of the Stellar. | http://ocl.com/site/product_detail/stellar_ceiling/ | ocl-ceiling-stellar | 3 | ST1-C1NA-18-FA-PBR.jpg | 72 | 5 |  |  |  |  | 1
732 | Calypso | Cast brass shells accent the trim ring of the Calypso and are the focal point of this 1920s reproduction. | http://ocl.com/site/product_detail/calypso_ceiling/ | ocl-ceiling-calypso | 3 | CL1-C1NA-18-FA-ABR-VOL.jpg | 72 | 5 |  |  |  |  | 1
733 | Ella | The trim ring of the Ella is simple and elegant. | http://ocl.com/site/product_detail/ella_ceiling/ | ocl-ceiling-ella | 3 | EA1-C1NA-17-GW-BAL.jpg | 72 | 5 |  |  |  |  | 1
734 | Mirage | The trim ring of the Mirage features two unique architectural banding designs. Choose from either Egg-and-Dart or Greek Key banding. | http://ocl.com/site/product_detail/mirage_ceiling/ | ocl-ceiling-mirage | 3 | MR1-C1NA-17-GW-BBR.jpg | 72 | 5 |  |  |  |  | 1
735 | Orb | The circular form of the Orb adapts well to numerous interior environments. | http://ocl.com/site/product_detail/orb_ceiling/ | ocl-ceiling-orb | 3 | OR1-C1NA-12-GW-SGP.jpg | 72 | 5 |  |  |  |  | 1
736 | Apollo | The Apollo is an updated version of a 1920s Art Deco fixture. | http://ocl.com/site/product_detail/apollo_ceiling/ | ocl-ceiling-apollo | 3 | AP1-C1NA-18-GW-GRP.jpg | 72 | 5 |  |  |  |  | 1
737 | Halo | A frosted acrylic disc floats above the trim ring to create the Halo series. | http://ocl.com/site/product_detail/halo_ceiling/ | ocl-ceiling-halo | 3 | HL1-C1NA-21-GW-BAL.jpg | 72 | 5 |  |  |  |  | 1
738 | Saturn | Inspired by the concentric rings of the planet Saturn, this low-profile, stepped trim ring cradles a shallow diffuser. | http://ocl.com/site/product_detail/saturn_ceiling/ | ocl-ceiling-saturn | 3 | SN1-C1NA-18-GW-BAL.jpg | 72 | 5 |  |  |  |  | 1
739 | Horizon | The Horizon features a low-profile, minimalist square trim. | http://ocl.com/site/product_detail/horizon_ceiling/ | ocl-ceiling-horizon | 3 | HR1-C1NA-16-GW-BAL.jpg | 72 | 5 |  |  |  |  | 1
740 | Ariel | The low-profile trim ring of the Ariel was originally designed for the University of Toledo bookstore. | http://ocl.com/site/product_detail/ariel_ceiling/ | ocl-ceiling-ariel | 3 | AL1-C1NA-16-GW-BNP.jpg | 72 | 5 | 13 |  |  |  | 1
741 | Element | The Element features an extruded aluminum back channel 2.50” wide and 0.125” thick with a matte anodized protective coating. | http://ocl.com/site/product_detail/element_ceiling/ | ocl-ceiling-element | 3 | EL1-C1NA-24-GW-SMP.jpg | 72 | 7 |  |  |  |  | 0
742 | Vapor | The Vapor features an extruded aluminum back channel 2.50” wide and 0.125” thick with a matte anodized protective coating. | http://ocl.com/site/product_detail/vapor_ceiling/ | ocl-ceiling-vapor | 3 | VP1-C1NA-24-GW-SGP.jpg | 72 | 7 |  |  |  |  | 0
743 | Highrise | The Highrise features solid aluminum die-cast ends with a distinctive tapering crescent design. | http://ocl.com/site/product_detail/highrise_ceiling/ | ocl-ceiling-highrise | 3 | HI2-C1NA-36-GW-SRP.jpg | 72 | 7 |  |  |  |  | 0
744 | Monaco | The Monaco features a shallow acrylic diffuser accented by a rolled brass or aluminum ring. | http://ocl.com/site/product_detail/monaco_ceiling/ | ocl-ceiling-monaco | 3 | MN1-C1NA-16-GW-PBR.jpg | 72 | 5 | 13 |  |  |  | 1
745 | Avalon | The Avalon features a simple, shallow dome and is accented by a small bottom finial. | http://ocl.com/site/product_detail/avalon_ceiling/ | ocl-ceiling-avalon | 3 | AV1-C1NA-16-GW-SMP.jpg | 72 | 5 |  |  |  |  | 1
746 | Dauphine | Simple, shallow dome is accented by a cast acorn bottom final. | http://ocl.com/site/product_detail/dauphine_ceiling/ | ocl-ceiling-dauphine | 3 | DP1-C1NA-16-WS-PTR.jpg | 72 | 5 |  |  |  |  | 1
747 | Essex | The Essex trim features triangular perforations which emit a subtle glow. | http://ocl.com/site/product_detail/essex_ceiling/ | ocl-ceiling-essex | 3 | ES1-C1NA-17-GW-BMP.jpg | 72 | 5 |  |  |  |  | 1
748 | Fabric 2 | Hand rolled trims create elegant edges at top and bottom of fabric shade. | http://ocl.com/site/product_detail/fabric_pendant_fb2/ | fabric-2 | 3 | FB2-P1AV-24-DC-GW-BNP.jpg | 72 | 3 |  |  |  |  | 1
749 | Fabric 3 | Hand rolled trims create elegant edges at top and bottom of fabric shade. | http://ocl.com/site/product_detail/fabric_pendant_fb3/ | fabric-3 | 3 | FB3-P1AA-18-HC-GW-ABR.jpg | 72 | 3 |  |  |  |  | 1
750 | Fabric 4 | Hand rolled trims create elegant edges at top and bottom of fabric shade. | http://ocl.com/site/product_detail/fabric_pendant_fb4/ | fabric-4 | 3 | FB4-P1AA-18-BC-GW-BEP.jpg | 72 | 3 |  |  |  |  | 1
751 | Quad Narrow Wall | Quad is the simply designed and crisply executed linear luminaire for circulation, general, and utility applications. The High-efficiency Lambertian Optic provides excellent luminous efficacy and uniform luminosity across the diffuser. | http://www.lumenwerx.com/product?category=quad | quad-narrow-wall | 3 | getfile1.jpg | 62 | 4 | 13 |  |  |  | 1
752 | Quad Wide Wall | Quad is the simply designed and crisply executed linear luminaire for circulation, general, and utility applications. The High-efficiency Lambertian Optic provides excellent luminous efficacy and uniform luminosity across the diffuser. | http://www.lumenwerx.com/product?category=quad | quad-wide-wall | 3 | getfile2.jpg | 62 | 4 | 13 |  |  |  | 1
753 | Reveal Wall | Reveal is a linear LED pendant luminaire with a thin, articulated profile. Using advanced LED engines and optical control, Reveal provides wide spread uplight and well controlled downlight. | http://www.lumenwerx.com/product?category=revealimage | reveal-wall | 3 | getfile3.jpg | 62 | 4 | 13 |  |  |  | 1
754 | Via 1.5 Wall | Via 1.5 is the elegant, ultra-compact and flexible linear LED luminaire system for pendant, surface, and recessed or in-wall installation, whether as discrete luminaires, continuous runs, or patterns. | http://www.lumenwerx.com/product?category=via1.5 | via-1.5-wall | 3 | getfile4.jpg | 62 | 4 | 13 |  |  |  | 1
755 | Via 1.5 Recessed | Via 1.5 is the elegant, ultra-compact and flexible linear LED luminaire system for pendant, surface, and recessed or in-wall installation, whether as discrete luminaires, continuous runs, or patterns. | http://www.lumenwerx.com/product?category=via1.5 | via-1.5-recessed | 3 | getfile5.jpg | 62 | 8 | 13 |  |  |  | 1
756 | Via 1.5 Recessed Vertical | Via 1.5 is the elegant, ultra-compact and flexible linear LED luminaire system for pendant, surface, and recessed or in-wall installation, whether as discrete luminaires, continuous runs, or patterns. | http://www.lumenwerx.com/product?category=via1.5 | via-1.5-recessed-vertical | 3 | getfile6.jpg | 62 | 4 | 13 |  |  |  | 1
757 | Via 1.5 Plus Recessed | VIA 1.5 PLUS combines the elegance of Via 1.5 with the added architectural element of a lens which protrudes 1/2" below the surface plane. VIA 1.5 PLUS is available as individual or continuous recessed runs for both drywall and grid ceilings. | http://www.lumenwerx.com/product?category=via1.5plus | via-1.5-plus-recessed | 3 | getfile7.jpg | 62 | 8 | 13 |  |  |  | 1
758 | Via 1.5 Plus Recessed Vertical | VIA 1.5 PLUS combines the elegance of Via 1.5 with the added architectural element of a lens which protrudes 1/2" below the surface plane. VIA 1.5 PLUS is available as individual or continuous recessed runs for both drywall and grid ceilings. | http://www.lumenwerx.com/product?category=via1.5plus | via-1.5-plus-recessed-vertical | 3 | getfile8.jpg | 62 | 4 | 13 |  |  |  | 1
759 | Via 1.5 Plus Wall | VIA 1.5 PLUS combines the elegance of Via 1.5 with the added architectural element of a lens which protrudes 1/2" below the surface plane. VIA 1.5 PLUS is available as individual or continuous recessed runs for both drywall and grid ceilings. | http://www.lumenwerx.com/product?category=via1.5plus | via-1.5-plus-wall | 3 | getfile9.jpg | 62 | 4 | 13 |  |  |  | 1
760 | Via 2 Wall Direct | Via 2 is the elegant and flexible linear LED luminaire system for pendant, surface, and recessed or in-wall installation, whether as discrete luminaires, continuous runs, or patterns. | http://www.lumenwerx.com/product?category=via2 | via-2-wall-direct | 3 | getfile10.jpg | 62 | 4 | 13 |  |  |  | 1
761 | Via 2 Recessed Vertical | Via 2 is the elegant and flexible linear LED luminaire system for pendant, surface, and recessed or in-wall installation, whether as discrete luminaires, continuous runs, or patterns. | http://www.lumenwerx.com/product?category=via2 | via-2-recessed-vertical | 3 | getfile11.jpg | 62 | 4 | 13 |  |  |  | 1
762 | Via 2 Recessed | Via 2 is the elegant and flexible linear LED luminaire system for pendant, surface, and recessed or in-wall installation, whether as discrete luminaires, continuous runs, or patterns. | http://www.lumenwerx.com/product?category=via2 | via-2-recessed | 3 | getfile12.jpg | 62 | 8 | 13 |  |  |  | 1
763 | Via 3 Wall | Via 3 is a compact linear LED luminaire system for pendant, surface, and recessed or in-wall installation, whether as discrete luminaires, continuous runs, or patterns. | http://www.lumenwerx.com/product?category=via3 | via-3-wall | 3 | getfile13.jpg | 62 | 4 | 13 |  |  |  | 1
764 | Via 3 Recessed Flush | Via 3 is a compact linear LED luminaire system for pendant, surface, and recessed or in-wall installation, whether as discrete luminaires, continuous runs, or patterns. Numerous optical configurations, including wall wash, asymmetric | http://www.lumenwerx.com/product?category=via3 | via-3-recessed-flush | 3 | getfile14.jpg | 62 | 8 | 13 |  |  |  | 1
765 | Via 3 Recessed Regressed | Via 3 is a compact linear LED luminaire system for pendant, surface, and recessed or in-wall installation, whether as discrete luminaires, continuous runs, or patterns. Numerous optical configurations, including wall wash, asymmetric | http://www.lumenwerx.com/product?category=via3 | via-3-recessed-regressed | 3 | getfile15.jpg | 62 | 8 | 13 |  |  |  | 1
766 | Via 3 Recessed Flush Vertical | Via 3 is a compact linear LED luminaire system for pendant, surface, and recessed or in-wall installation, whether as discrete luminaires, continuous runs, or patterns. Numerous optical configurations, including wall wash, asymmetric | http://www.lumenwerx.com/product?category=via3 | via-3-recessed-flush-vertical | 3 | getfile16.jpg | 62 | 4 | 13 |  |  |  | 1
767 | Via 3 Recessed Regressed Vertical | Via 3 is a compact linear LED luminaire system for pendant, surface, and recessed or in-wall installation, whether as discrete luminaires, continuous runs, or patterns. Numerous optical configurations, including wall wash, asymmetric | http://www.lumenwerx.com/product?category=via3 | via-3-recessed-regressed-vertical | 3 | getfile17.jpg | 62 | 4 | 13 |  |  |  | 1
768 | Via 3 Recessed Wall Wash | Via 3 is a compact linear LED luminaire system for pendant, surface, and recessed or in-wall installation, whether as discrete luminaires, continuous runs, or patterns. Numerous optical configurations, including wall wash, asymmetric | http://www.lumenwerx.com/product?category=via3 | via-3-recessed-wall-wash | 3 | getfile18.jpg | 62 | 8 | 13 |  |  |  | 1
769 | Via 3 Recessed Asymmetric | Via 3 is a compact linear LED luminaire system for pendant, surface, and recessed or in-wall installation, whether as discrete luminaires, continuous runs, or patterns. Numerous optical configurations, including wall wash, asymmetric | http://www.lumenwerx.com/product?category=via3 | via-3-recessed-asymmetric | 3 | getfile19.jpg | 62 | 8 | 13 |  |  |  | 1
770 | Via 3 Wall Asymmetric | Via 3 is a compact linear LED luminaire system for pendant, surface, and recessed or in-wall installation, whether as discrete luminaires, continuous runs, or patterns. Numerous optical configurations, including wall wash, asymmetric | http://www.lumenwerx.com/product?category=via3 | via-3-wall-asymmetric | 3 | getfile20.jpg | 62 | 4 | 13 |  |  |  | 1
771 | Via 3 Wall | Via 3 is a compact linear LED luminaire system for pendant, surface, and recessed or in-wall installation, whether as discrete luminaires, continuous runs, or patterns. Numerous optical configurations, including wall wash, asymmetric | http://www.lumenwerx.com/product?category=via3 | via-3-wall | 3 | getfile21.jpg | 62 | 4 | 13 |  |  |  | 1
772 | Via 4 Wall | Via 4 is the flexible linear LED luminaire system for pendant, surface, and recessed or in-wall installation, whether as discrete luminaires, continuous runs, or patterns. | http://www.lumenwerx.com/product?category=via4 | via-4-wall | 3 | getfile22.jpg | 62 | 4 | 13 |  |  |  | 1
773 | Via 4 Recessed Flush | Via 4 is the flexible linear LED luminaire system for pendant, surface, and recessed or in-wall installation, whether as discrete luminaires, continuous runs, or patterns. Numerous optical configurations, including wall wash, asymmetric | http://www.lumenwerx.com/product?category=via4 | via-4-recessed-flush | 3 | getfile23.jpg | 62 | 8 | 13 |  |  |  | 1
774 | Via 4 Recessed Regressed | Via 4 is the flexible linear LED luminaire system for pendant, surface, and recessed or in-wall installation, whether as discrete luminaires, continuous runs, or patterns. Numerous optical configurations, including wall wash, asymmetric | http://www.lumenwerx.com/product?category=via4 | via-4-recessed-regressed | 3 | getfile24.jpg | 62 | 8 | 13 |  |  |  | 1
775 | Via 4 Wall Asymmetric | Via 4 is the flexible linear LED luminaire system for pendant, surface, and recessed or in-wall installation, whether as discrete luminaires, continuous runs, or patterns. Numerous optical configurations, including wall wash, asymmetric | http://www.lumenwerx.com/product?category=via4 | via-4-wall-asymmetric | 3 | getfile25.jpg | 62 | 4 | 13 |  |  |  | 1
776 | Via 4 Recessed Asymmetric | Via 4 is the flexible linear LED luminaire system for pendant, surface, and recessed or in-wall installation, whether as discrete luminaires, continuous runs, or patterns. Numerous optical configurations, including wall wash, asymmetric | http://www.lumenwerx.com/product?category=via4 | via-4-recessed-asymmetric | 3 | getfile26.jpg | 62 | 8 | 13 |  |  |  | 1
777 | Via 4 Recessed Wall Wash | Via 4 is the flexible linear LED luminaire system for pendant, surface, and recessed or in-wall installation, whether as discrete luminaires, continuous runs, or patterns. Numerous optical configurations, including wall wash, asymmetric | http://www.lumenwerx.com/product?category=via4 | via-4-recessed-wall-wash | 3 | getfile27.jpg | 62 | 4 | 13 |  |  |  | 1
778 | Via 4 Recessed Flush Vertical | Via 4 is the flexible linear LED luminaire system for pendant, surface, and recessed or in-wall installation, whether as discrete luminaires, continuous runs, or patterns. Numerous optical configurations, including wall wash, asymmetric | http://www.lumenwerx.com/product?category=via4 | via-4-recessed-flush-vertical | 3 | getfile28.jpg | 62 | 8 | 13 |  |  |  | 1
779 | Via 4 Recessed Regressed Vertical | Via 4 is the flexible linear LED luminaire system for pendant, surface, and recessed or in-wall installation, whether as discrete luminaires, continuous runs, or patterns. Numerous optical configurations, including wall wash, asymmetric | http://www.lumenwerx.com/product?category=via4 | via-4-recessed-regressed-vertical | 3 | getfile29.jpg | 62 | 4 | 13 |  |  |  | 1
780 | Via 5 Recessed Flush | Via 5 is a high-output linear LED luminaire system for recessed or in-wall installation, whether as discrete luminaires, continuous runs, or patterns. This features multiple optical configurations, including wall wash and asymmetric. | http://www.lumenwerx.com/product?category=via5 | via-5-recessed-flush | 3 | getfile30.jpg | 62 | 8 | 13 |  |  |  | 1
781 | Via 5 Recessed Regressed | Via 5 is a high-output linear LED luminaire system for recessed or in-wall installation, whether as discrete luminaires, continuous runs, or patterns. This features multiple optical configurations, including wall wash and asymmetric. | http://www.lumenwerx.com/product?category=via5 | via-5-recessed-regressed | 3 | getfile31.jpg | 62 | 8 | 13 |  |  |  | 1
782 | Via 5 Recessed Flush Vertical | Via 5 is a high-output linear LED luminaire system for recessed or in-wall installation, whether as discrete luminaires, continuous runs, or patterns. This features multiple optical configurations, including wall wash and asymmetric. | http://www.lumenwerx.com/product?category=via5 | via-5-recessed-flush-vertical | 3 | getfile32.jpg | 62 | 4 | 13 |  |  |  | 1
783 | Via 5 Recessed Regressed Vertical | Via 5 is a high-output linear LED luminaire system for recessed or in-wall installation, whether as discrete luminaires, continuous runs, or patterns. This features multiple optical configurations, including wall wash and asymmetric. | http://www.lumenwerx.com/product?category=via5 | via-5-recessed-regressed-vertical | 3 | getfile33.jpg | 62 | 4 | 13 |  |  |  | 1
784 | Via 5 Recessed Wall Wash | Via 5 is a high-output linear LED luminaire system for recessed or in-wall installation, whether as discrete luminaires, continuous runs, or patterns. This features multiple optical configurations, including wall wash and asymmetric. | http://www.lumenwerx.com/product?category=via5 | via-5-recessed-wall-wash | 3 | getfile34.jpg | 62 | 8 | 13 |  |  |  | 1
785 | Via 5 Recessed Asymmetric | Via 5 is a high-output linear LED luminaire system for recessed or in-wall installation, whether as discrete luminaires, continuous runs, or patterns. This features multiple optical configurations, including wall wash and asymmetric. | http://www.lumenwerx.com/product?category=via5 | via-5-recessed-asymmetric | 3 | getfile35.jpg | 62 | 8 | 13 |  |  |  | 1
786 | Cava Recessed Grid | Cava is a linear LED pendant or recessed luminaire with a remarkably comfortable and surprising appearance. Cava offers totally direct or segmented direct/indirect distributions. | http://www.lumenwerx.com/product?category=cava | cava-recessed-grid | 3 | getfile36.jpg | 62 | 7 | 13 |  |  |  | 1
787 | Cava Recessed Drywall | Cava is a linear LED pendant or recessed luminaire with a remarkably comfortable and surprising appearance. Using completely concealed and indirect LED arrays, Cava provides superior brightness control and offers direct or segmented direct/indirect distributions | http://www.lumenwerx.com/product?category=cava | cava-recessed-drywall | 3 | getfile37.jpg | 62 | 7 | 13 |  |  |  | 1
788 | Nova 1 x 4 Recessed | Nova is an efficient architectural LED troffer with a distinctive luminous shielding that distributes gentle brightness from the sides of its central optical element. | http://www.lumenwerx.com/product?category=novatype1 | nova-1x4-recessed | 3 | getfile38.jpg | 62 | 7 | 13 |  |  |  | 1
789 | Primo CMO Square | LED lighting. The unique concentric micro optic creates a subtle, yet distinctive, graphical appearance appropriate for important spaces, large and small. The precise, square-base-prism design achieves both luminous consistency and overall visual comfort | http://www.lumenwerx.com/product?category=primo | primo-cmo-square | 3 | primocmo.jpg | 62 | 7 | 13 |  |  |  | 1
790 | Primo CMO Round | LED lighting. The unique concentric micro optic creates a subtle, yet distinctive, graphical appearance appropriate for important spaces, large and small. The precise, square-base-prism design achieves both luminous consistency and overall visual comfort | http://www.lumenwerx.com/product?category=primo | primo-cmo-round | 3 | cmoround.jpg | 62 | 7 | 13 |  |  |  | 1
791 | Primo PMO | LED lighting. The unique concentric micro optic creates a subtle, yet distinctive, graphical appearance appropriate for important spaces, large and small. The precise, square-base-prism design achieves both luminous consistency and overall visual comfort | http://www.lumenwerx.com/product?category=primo | primo-pmo | 3 | pmoprimo.jpg | 62 | 7 | 13 |  |  |  | 1
792 | Primo CMO | LED lighting. The unique concentric micro optic creates a subtle, yet distinctive, graphical appearance appropriate for important spaces, large and small. The precise, square-base-prism design achieves both luminous consistency and overall visual comfort | http://www.lumenwerx.com/product?category=primo | primo-cmo | 3 | primocmo1.jpg | 62 | 7 | 13 |  |  |  | 1
793 | Primo PMO | LED lighting. The unique concentric micro optic creates a subtle, yet distinctive, graphical appearance appropriate for important spaces, large and small. The precise, square-base-prism design achieves both luminous consistency and overall visual comfort | http://www.lumenwerx.com/product?category=primo | primo-pmo | 3 | primopmo1.jpg | 62 | 7 | 13 |  |  |  | 1
794 | Vega Recessed Square | Vega is an efficient architectural LED troffer with a distinctive luminous shielding that features a median textured optic. Vega offers comprehensive ceiling, electrical, and controls options in 2x2, 1x4, and 2x4 sizes. | http://www.lumenwerx.com/product?category=novatype2 | vega-recessed-square | 3 | vegasquare.jpg | 62 | 7 | 13 |  |  |  | 1
795 | Vega Recessed Rectangle | Vega is an efficient architectural LED troffer with a distinctive luminous shielding that features a median textured optic. Vega offers comprehensive ceiling, electrical, and controls options in 2x2, 1x4, and 2x4 sizes. | http://www.lumenwerx.com/product?category=novatype2 | vega-recessed-rectangle | 3 | vegarect.jpg | 62 | 7 | 13 |  |  |  | 1
796 | Vega Recessed Rectangle | Vega is an efficient architectural LED troffer with a distinctive luminous shielding that features a median textured optic. Vega offers comprehensive ceiling, electrical, and controls options in 2x2, 1x4, and 2x4 sizes. | http://www.lumenwerx.com/product?category=novatype2 | vega-recessed-rectangle | 3 | vegarect1.jpg | 62 | 7 | 13 |  |  |  | 1
797 | Quad Wide Surface | Quad is the simply designed and crisply executed linear luminaire for circulation, general, and utility applications. The High-efficiency Lambertian Optic provides excellent luminous efficacy and uniform luminosity across the diffuser. | http://www.lumenwerx.com/product?category=quad | quad-wide-surface | 3 | quadws.jpg | 62 | 5 | 13 |  |  |  | 1
798 | Quad Narrow Surface | Quad is the simply designed and crisply executed linear luminaire for circulation, general, and utility applications. The High-efficiency Lambertian Optic provides excellent luminous efficacy and uniform luminosity across the diffuser. | http://www.lumenwerx.com/product?category=quad | quad-narrow-surface | 3 | quadns.jpg | 62 | 5 | 13 |  |  |  | 1
799 | Via 1.5 Surface | Via 1.5 is the elegant, ultra-compact and flexible linear LED luminaire system for pendant, surface, and recessed or in-wall installation, whether as discrete luminaires, continuous runs, or patterns. | http://www.lumenwerx.com/product?category=via1.5 | via-1.5-surface | 3 | viasurface.jpg | 62 | 5 | 13 |  |  |  | 1
800 | Via 1.5 Plus Surface | VIA 1.5 PLUS combines the elegance of Via 1.5 with the added architectural element of a lens which protrudes 1/2" below the surface plane. VIA 1.5 PLUS is available as individual or continuous recessed runs for both drywall and grid ceilings. | http://www.lumenwerx.com/product?category=via1.5plus | via-1.5-plus-surface | 3 | viaplussurf.jpg | 62 | 5 | 13 |  |  |  | 1
801 | Via 2 Surface | Via 2 is the elegant and flexible linear LED luminaire system for pendant, surface, and recessed or in-wall installation, whether as discrete luminaires, continuous runs, or patterns. | http://www.lumenwerx.com/product?category=via2 | via-2-surface | 3 | via2surface.jpg | 62 | 5 | 13 |  |  |  | 1
802 | Via 3 Surface | Via 3 is a compact linear LED luminaire system for pendant, surface, and recessed or in-wall installation, whether as discrete luminaires, continuous runs, or patterns. Numerous optical configurations, including wall wash, asymmetric | http://www.lumenwerx.com/product?category=via3 | via-3-surface | 3 | via3surf.jpg | 62 | 5 | 13 |  |  |  | 1
803 | Via 3 Surface Asymmetric | Via 3 is a compact linear LED luminaire system for pendant, surface, and recessed or in-wall installation, whether as discrete luminaires, continuous runs, or patterns. Numerous optical configurations, including wall wash, asymmetric | http://www.lumenwerx.com/product?category=via3 | via-3-surface-asymmetric | 3 | via3surfas.jpg | 62 | 5 | 13 |  |  |  | 1
804 | Via 4 Surface | Via 4 is the flexible linear LED luminaire system for pendant, surface, and recessed or in-wall installation, whether as discrete luminaires, continuous runs, or patterns. Numerous optical configurations, including wall wash, asymmetric | http://www.lumenwerx.com/product?category=via4 | via-4-surface | 3 | via4surf.jpg | 62 | 5 | 13 |  |  |  | 1
805 | Via 4 Surface Asymmetric | Via 4 is the flexible linear LED luminaire system for pendant, surface, and recessed or in-wall installation, whether as discrete luminaires, continuous runs, or patterns. Numerous optical configurations, including wall wash, asymmetric | http://www.lumenwerx.com/product?category=via4 | via-4-surface-asymmetric | 3 | via4surfas.jpg | 62 | 5 | 13 |  |  |  | 1
806 | Cove-15 | Small-scale LED concealed cove luminaire using Cree MX-6 LED packages. Available in three output levels and four color temperatures, with an optional high performance speculat reflector. Extruded aluminum LED module snaps into steel housing for in-field replacement. | http://www.litecontrol.com/ledcove-15-1 | cove-15 | 3 | 30_452_320_lc_ledcove_wocove_crop.jpg | 57 | 11 | 13 |  |  |  | 1
807 | Cove-25 | Small-scale, 1-lamp T5HO fixture with superior asymmetric distribution for mounting in concealed coves. | http://www.litecontrol.com/cove-25 | cove-25 | 3 | 30_452_573_2500ccai_p_sv_a.jpg | 57 | 11 |  |  |  |  | 1
808 | Cove-30 | Concealed cove fixture with excellent asymmetric distribution in several lamping choices. Adjustable mounting angle to project light at lower angles. | http://www.litecontrol.com/cove-30 | cove-30 | 3 | 30_452_550_3000ccai_p_incove_a.jpg | 57 | 11 |  |  |  |  | 1
809 | Wall/Slot 2000 | Steel recessed perimeter fixture that fully conceals the lamp from view. This fixture creates a "floating ceiling" effect washing the wall with light at the junction of the ceiling and wall. | http://www.litecontrol.com/wallslot-2000 | wall-slot-2000 | 3 | 30_452_348_2000_p_ceilingdet_a.jpg | 57 | 10 |  | 2 |  |  | 1
810 | Wall/Slot 2100 | Small-scale perimeter lighting system, with the lamps completely hidden from view. The 6" height of the fixture works well in spaces with restricted plenum depths, and the 6" width provides a narrower slot than other fluorescent wall/slot products. | http://www.litecontrol.com/wallslot-2100 | wall-slot-2100 | 3 | 30_452_411_2100_housingweb.jpg | 57 | 10 |  |  |  |  | 1
811 | Wall/Slot 6000 | Small-scale recessed perimeter luminaire for wall grazing applications. Direct illumination from multi-die LED packages with secondary optics that utilize multiple total internal reflection lenses to shape and smooth the light for dramtic effects on texured surfaces. | http://www.litecontrol.com/wallslot-6000 | wall-slot-6000 | 3 | 30_452_678_wallslot6000_side.jpg | 57 | 10 | 13 |  |  |  | 1
812 | Wall/Slot 8400 | Perimeter lighting fixture that effectively lights the upper wall at the ceiling line. Sheilding is flexible, with choice of lens and baffle. | http://www.litecontrol.com/wallslot-8400 | wall-slot-8400 | 3 | 30_452_563_84_prod_retouchedcrop.jpg | 57 | 10 |  | 2 |  |  | 1
813 | Wall/Slot 85N | Recessed perimeter fixture using 1-or 2-T8 lamps. Shielding is extremely flexible, with several choices of lenses and baffles that can be mounted at or above the ceiling level. | http://www.litecontrol.com/wallslot-85n | wall-slot-85n | 3 | 30_452_378_85n_p_sv_a_high.jpg | 57 | 10 |  | 2 |  |  | 1
814 | Aerial | Aerial provides an excellent balance of performance and value with a signature illuminated end cap. Includes direct and semi-direct fluorescent pendant or surface mounted products that are optically designed for >85% efficiency. Beveled covers hide lamp sockets while complementing it's angular design. | http://www.litecontrol.com/aerial | aerial | 3 | 30_452_442_6300pd_sideview.jpg | 57 | 9 |  |  |  |  | 1
815 | Aerial | Aerial provides an excellent balance of performance and value with a signature illuminated end cap. Includes direct and semi-direct fluorescent pendant or surface mounted products that are optically designed for >85% efficiency. Beveled covers hide lamp sockets while complementing it's angular design. | http://www.litecontrol.com/aerial | aerial | 3 | 6300psd_aerialwall_fix.jpg | 57 | 5 |  |  |  |  | 1
816 | Arcos Indirect | High performance indirect fixture with small scale extruded aluminum housing. It's contemporary arcuate shape complements any interior. | http://www.litecontrol.com/arcos-indirect | arcos-indirect | 3 | 30_452_301_5400pi_p_flat_b.jpg | 57 | 9 |  |  |  |  | 1
817 | Arcos Perf | Indirect fixture with a classic curve - clean, simple, efficient. A superior optical system with T5, T5HO, and T8 lamping options provides flexibility for a wide variety of architectural space requirements. | http://www.litecontrol.com/arcos-perf | arcos-perf | 3 | 30_452_455_5900pi_p_sv_b.jpg | 57 | 9 |  | 2 |  |  | 1
818 | Arcos ID | Arcuate shaped steel pendant fixture with high reflectance side reflectors and a downlight opening. | http://www.litecontrol.com/arcos-id-1 | arcos-id | 3 | 30_452_431_5900pid_p_amycable.jpg | 57 | 9 |  | 2 |  |  | 1
819 | Arcos M5 | The only T5 small scale version of the Arcos ID. It's under 8" wide, with indirect/direct distrubition. | http://www.litecontrol.com/arcos-m5 | arcos-m5 | 3 | 30_452_339_59m_sv_vc1_a.jpg | 57 | 9 |  |  |  |  | 1
820 | Arcos Slots | Curved shallow fixture with a slotted glowing appearance and high performance indirect distribution. The obround slots add visual interest to the extruded aluminum housing. | http://www.litecontrol.com/arcos-slots | arcos-slots | 3 | 30_452_301_5400psi_p_flat_b.jpg | 57 | 9 |  |  |  |  | 1
821 | Ciros | Curved extrusion with subtle grooves along the upper housing, accented by diecast sculptured aluminum endcaps. Tremendous range of lamping and diffuser choices. Indirect/direct distribution. | http://www.litecontrol.com/ciros | ciros | 3 | 30_452_346_5200pid_p_sv_a.jpg | 57 | 9 |  |  |  |  | 1
822 | Aura | Clean spun steel rim pendant with flat lens bottom, available in three sizes. Can be pendant or surface mounted. | http://www.litecontrol.com/aura | aura | 3 | 30_452_326_3800pd_3_sizesb.jpg | 57 | 3 |  |  |  |  | 1
823 | Aura | Clean spun steel rim pendant with flat lens bottom, available in three sizes. Can be pendant or surface mounted. | http://www.litecontrol.com/aura | aura | 3 | 30_452_326_3800pd_3_sizesb.jpg | 57 | 5 |  |  |  |  | 1
824 | Echelon | Round indirect/direct pendant fixture is layered spun steel with either a flat acrylic lens or perforated steel basket. | http://www.litecontrol.com/echelon | echelon | 3 | 30_452_608_3600pid_p_pfbsv_a.jpg | 57 | 3 |  |  |  |  | 1
825 | Echelon Jr | Round indirect/direct pendant fixture is a smaller version of Echelon. Layered spun steel with either a flat acrylic lens or perforated steel basket. | http://www.litecontrol.com/stuff/contentmgr/files/1/2d201ac42edb3730d4d01c8dda7ce0d9/file/ip_jr_echelonjr_36jr_techsheet_092613.pdf | echelon-jr | 3 | 30_452_582_36jrpid_p_pfbsv_a.jpg | 57 | 3 |  |  |  |  | 1
826 | Mantra | Round indirect/direct pendant fixture is beveled spun steel with a bowl-shaped acrylic lens. | http://www.litecontrol.com/mantra | mantra | 3 | 30_452_644_3700pid_p_sv_a.jpg | 57 | 3 |  |  |  |  | 1
827 | Mantra Jr | A simple low-profile pendant for smaller architectural spaces and spaces with restricted ceilings. Features a tapered highlight edge for added brightness and a wide acrylic diffuser for even downlight distribution. | http://www.litecontrol.com/mantra-jr | mantra-jr | 3 | 30_452_563_37jrpid_p_sv_a.jpg | 57 | 3 |  |  |  |  | 1
828 | Scion | Round indirect/direct pendant fixture is a spun steel dish with either a perforated steel basket or flat acrylic lens. | http://www.litecontrol.com/scion | scion | 3 | 30_452_576_3300pid_nms_caf_b.jpg | 57 | 3 |  |  |  |  | 1
829 | Scion Jr | Round indirect/direct pendant fixture is a smaller version of Scion. A spun steel dish with either a flat acrylic lens or perforated steel basket. | http://www.litecontrol.com/scion-jr | scion-jr | 3 | 30_452_452_33jrpid_p_pfb_a.jpg | 57 | 3 |  |  |  |  | 1
830 | Knife L11 | LED indirect/direct luminaire featuring variable intensity technology which provides independently-adjustable uplight & downlight levels with little impact on fixture efficacy. Windowless design provides for continuous lens, with no breaks/minimal seams, along all fixture lengths. | http://www.litecontrol.com/knife | knife-l11 | 3 | 30_452_305_452_knife_4576.jpg | 57 | 9 | 13 |  |  |  | 1
831 | Latitude C | Small scale extruded aluminum indirect/direct fixture with an upper and lower curve that meet to form a central ridge. | http://www.litecontrol.com/latitude-c | latitude-c | 3 | 30_452_277_93m_prod.jpg | 57 | 9 |  |  |  |  | 1
832 | Latitude L | Small scale extruded aluminum indirect/direct fixture with a ledge-shaped housing that minimizes the fixture's profile from common viewing angles. | http://www.litecontrol.com/latitude-l | latitude-l | 3 | 30_452_330_82m_sv_newback.jpg | 57 | 9 |  |  |  |  | 1
833 | Latitude LS | Small scale extruded aluminum indirect/direct fixture with a ledge-shaped housing that minimizes the fixture's profile from common viewing angles with separate up and downlight chambers. | http://www.litecontrol.com/latitude-ls | latitude-ls | 3 | 30_452_339_82ms_sv_a.jpg | 57 | 9 |  |  |  |  | 1
834 | Latitude Vivid | Cable mounted semi-indirect fixture with extruded aluminum housing, VC optics lens (VC2) and sculpted end cap. Fixture has a side glow feature that can incorporate colored theatrical gels. | http://www.litecontrol.com/vivid | latitude-vivid | 3 | 30_452_339_0300psi_side_green.jpg | 57 | 9 |  |  |  |  | 1
835 | LC-82 | Extruded aluminum ledge-shaped indirect/direct fixture. | http://www.litecontrol.com/lc-82 | lc-82 | 3 | 30_452_300_8200p_fullprofinal.jpg | 57 | 9 |  |  |  |  | 1
836 | LC-90 | Beveled steel indirect/direct fixture. It's unique reflector system produces a widespread indirect distribution, so the fixture can be used as close as 12" from the ceiling, and a batwing downlight distribution for wide row spacing. | http://www.litecontrol.com/lc-90 | lc-90 | 3 | 30_452_409_9000pid_300pi_p_sv_a.jpg | 57 | 9 |  |  |  |  | 1
837 | LC-93 | Indirect/direct fixture with either a curved or pinched housing, available with variety of baffles. | http://www.litecontrol.com/lc-93 | lc-93 | 3 | 30_452_452_9300pid_p_ecs_a_140x140.jpg | 57 | 9 |  |  |  |  | 1
838 | LC-94 | Traditional elliptical shape with a high performance reflector system producing widespread indirect distribution, so the fixture can be used as close as 12" from the ceiling, and a batwing downlight distribution for wide row-spacing. | http://www.litecontrol.com/lc-94 | lc-94 | 3 | 30_452_301_9400pid_p_ecs_sv_a.jpg | 57 | 9 |  |  |  |  | 1
839 | Liteweave | Linear LED indirect/direct ultra low profile fixture. Weaves a fabric of light across the visual plane with virtually seamless lit row connections. 70% direct, 30% indirect illumination. | http://www.litecontrol.com/liteweave-linear | liteweave | 3 | liteweave_vertical.jpg | 57 | 9 | 13 |  |  |  | 1
840 | Mod 22 Indirect | Small scale indirect extruded aluminum rectilinear luminaire. | http://www.litecontrol.com/22-indirect | mod-22-indirect | 3 | 30_452_335_0200pi_p_sv.jpg | 57 | 9 |  |  |  |  | 1
841 | Mod 22 Indirect/Direct | Small scale indirect/direct extruded aluminum luminaire with separate up and dowlight chambers. | http://www.litecontrol.com/22-indirect-direct | mod-22-indirect-direct | 3 | 30_452_339_0200pid_p_sv_bw.jpg | 57 | 9 |  |  |  |  | 1
842 | Mod 22 Direct | Small scale direct extruded aluminum luminaire. | http://www.litecontrol.com/22-direct | mod-22-direct | 3 | 30_452_339_0200pd_p_sv_bw.jpg | 57 | 9 |  |  |  |  | 1
843 | Mod 22 Direct | Small scale direct extruded aluminum luminaire. | http://www.litecontrol.com/22-direct | mod-22-direct | 3 | 30_452_339_0200pd_p_sv_bw.jpg | 57 | 5 |  |  |  |  | 1
844 | Mod 22 Semi-Indirect | Small scale semi-indirect extruded aluminum luminaire with 2' long baffle openings spaced 12" from fixture ends. | http://www.litecontrol.com/22-semi-indirect | mod-22-semi-indirect | 3 | 30_452_358_0200psi_p_sv_bw.jpg | 57 | 9 |  |  |  |  | 1
845 | Mod 44 Direct | Linear modular direct luminaire with a variety of lamp and sheilding options. | http://www.litecontrol.com/44-direct | mod-44-direct | 3 | 30_452_301_44pdled_side.jpg | 57 | 9 |  |  |  |  | 1
846 | Mod 44 Direct | Linear modular direct luminaire with a variety of lamp and sheilding options. | http://www.litecontrol.com/44-direct | mod-44-direct | 3 | 30_452_301_44pdled_side.jpg | 57 | 5 |  |  |  |  | 1
847 | Mod 44 Semi-Direct | Linear modular semi-direct luminaire which offers a variety of shielding options. | http://www.litecontrol.com/44-semi-direct | mod-44-semi-direct | 3 | 30_452_353_4400psd_top_a.jpg | 57 | 9 |  |  |  |  | 1
848 | Mod 46 Indirect/Direct | Linear modular indirect-direct luminaire with separate uplight and downlight chambers. Downlight available with a variety of shielding options. | http://www.litecontrol.com/46-pendant | mod-46-indirect-direct | 3 | 30_452_339_46w_id_bw_a.jpg | 57 | 9 |  |  |  |  | 1
849 | Mod 66 LED Direct | Linear modular direct luminaire with a variety of lamp and sheilding options. | http://www.litecontrol.com/66-pendant | mod-66-direct | 3 | 30_452_413_66npd_p_sv_a.jpg | 57 | 5 |  |  |  |  | 1
850 | Mod 66 Direct | Linear modular direct luminaire with a variety of lamp and sheilding options. | http://www.litecontrol.com/66-pendant | mod-66-direct | 3 | 30_452_413_66npd_p_sv_a.jpg | 57 | 9 |  |  |  |  | 1
851 | Mod 44 LED Direct | LED direct luminaire featuring VI (variable intensity) technology which provides specifiable light level/fixture wattage. | http://www.litecontrol.com/l44-direct-pendant | mod-44-led-direct | 3 | 30_452_301_30_452_301_44pdled_side.jpg | 57 | 9 | 13 |  |  |  | 1
852 | Mod 44 LED Direct | LED direct luminaire featuring VI (variable intensity) technology which provides specifiable light level/fixture wattage. | http://www.litecontrol.com/l44-direct-pendant | mod-44-led-direct | 3 | 30_452_301_30_452_301_44pdled_side.jpg | 57 | 5 | 13 |  |  |  | 1
853 | Mod 44 LED Direct | LED direct luminaire featuring VI (variable intensity) technology which provides specifiable light level/fixture wattage. | http://www.litecontrol.com/l44-direct-pendant | mod-44-led-direct | 3 | 30_452_301_30_452_301_44pdled_side.jpg | 57 | 4 | 13 |  |  |  | 1
854 | Mod 72 Direct | Linear modular direct luminaire which offers a variety of shielding options. | http://www.litecontrol.com/72-direct | mod-72-direct | 3 | 30_452_339_72pd_p_a.jpg | 57 | 9 |  |  |  |  | 1
855 | Mod 72 Direct | Linear modular direct luminaire which offers a variety of shielding options. | http://www.litecontrol.com/72-direct | mod-72-direct | 3 | 30_452_339_72pd_p_a.jpg | 57 | 5 |  |  |  |  | 1
856 | Mod 72 Semi-Direct | Linear modular semi-direct luminaire which offers a variety of shielding options. | http://www.litecontrol.com/72-semi-direct | mod-72-semi-direct | 3 | 30_452_339_72pd_p_a.jpg | 57 | 9 |  |  |  |  | 1
857 | Rail L12 | LED indirect/direct luminaire featuring variable intensity technology which provides independently-adjustable uplight & downlight levels with little impact on fixture efficacy. Windowless design provides for continuous lens, with no breaks/minimal seams, along all fixture lengths. | http://www.litecontrol.com/rail | rail-l12 | 3 | 452_rail_4754.jpg | 57 | 9 | 13 |  |  |  | 1
858 | SAE 9800 | Graceful arcuate-shaped housing provides glare free indirect lighting. Corner, tee, and cross system connectors available. | http://www.litecontrol.com/sae-9800 | sae-9800 | 3 | 30_452_576_9800pi_p_sv_a.jpg | 57 | 9 |  | 2 |  |  | 1
859 | SAE 98 PF | Graceful arcuate-shaped perforated housing for indirect lighting with a soft, glowing appearance. | http://www.litecontrol.com/sae-98-perf | sae-98-pf | 3 | 30_452_606_98pfpi_p_sv_a.jpg | 57 | 9 |  | 2 |  |  | 1
860 | SAE 98 Slots | Graceful arcuate-shaped housing with 1/8" slots for a soft, luminous appearance. | http://www.litecontrol.com/sae-98-slot | sae-98-slots | 3 | 30_452_382_9800psi_p_sv_a.jpg | 57 | 9 |  | 2 |  |  | 1
861 | SAE 9800 ID | Graceful arcuate-shaped housing with an indirect/direct distrubution. | http://www.litecontrol.com/sae-98-id | sae-9800-id | 3 | 30_452_395_9800pid_sv_a.jpg | 57 | 9 |  | 2 |  |  | 1
862 | SAE 7700 | Indirect/direct fixture with a steel housing and one-piece 4' long white steel baffle. | http://www.litecontrol.com/sae-7700 | sae-7700 | 3 | 30_452_366_7700pid_sv.jpg | 57 | 9 |  | 2 |  |  | 1
863 | SAE 9700 | Indirect/direct fixture with curved baffles to match the housing shape. | http://www.litecontrol.com/sae-9700 | sae-9700 | 3 | 30_452_577_9700pid_p_sv_a.jpg | 57 | 9 |  | 2 |  |  | 1
864 | SDX | Extruded aluminum semi-direct fixture with tapered multi-grooved sides. | http://www.litecontrol.com/sdx | sdx | 3 | 30_452_301_1800psdbw_sv_d.jpg | 57 | 9 |  |  |  |  | 1
865 | SDX | Extruded aluminum semi-direct fixture with tapered multi-grooved sides. | http://www.litecontrol.com/sdx | sdx | 3 | 30_452_301_1800psdbw_sv_d.jpg | 57 | 5 |  |  |  |  | 1
866 | Sector | High performance indirect/direct fixture with a rectangular housing. Over 90% efficiency. | http://www.litecontrol.com/sector-t8-light-1 | sector | 3 | 30_452_310_6100pid_side_sgl.jpg | 57 | 9 |  |  |  |  | 1
867 | Sector M5 | High performance small scale indirect/direct fixture with a rectangular housing. | http://www.litecontrol.com/sector-m5-t5-1 | sector-m5 | 3 | 30_452_339_61mpid_prod_bw.jpg | 57 | 9 |  |  |  |  | 1
868 | Staklite 500 | Die-formed and welded steel housing. Steel end caps with shape and finish to match housing. | http://www.litecontrol.com/staklite | staklite-500 | 3 | 30_452_301_500pd_p_diffuser_a.jpg | 57 | 9 |  |  |  |  | 1
869 | Staklite 500 | Die-formed and welded steel housing. Steel end caps with shape and finish to match housing. | http://www.litecontrol.com/staklite | staklite-500 | 3 | 500pd_p_endview_a.jpg | 57 | 5 |  |  |  |  | 1
870 | Vertex | High performance indirect/direct fixture with a rectilinear profile and an angled lower housing that adds visual interest. | http://www.litecontrol.com/vertex-t8-light | vertex | 3 | 30_452_310_6200pid_side_bw.jpg | 57 | 9 |  |  |  |  | 1
871 | Vertex M5 | High performance small scale indirect/direct fixture with a rectilinear profile and an angled lower housing that adds visual interest. | http://www.litecontrol.com/vertex-m5-t5 | vertex-m5 | 3 | 30_452_339_62mpid_prod_bw_a.jpg | 57 | 9 |  |  |  |  | 1
872 | Aerial Wall | Wall mounted direct fixture offers 100% downlight with excellent efficiency. Available with multiple lamp options. | http://www.litecontrol.com/aerial-wall | aerial-wall | 3 | 30_452_302_6300wd_bottomviewsgl.jpg | 57 | 4 |  |  |  |  | 1
873 | Wall Arcos LED | Small scale extruded aluminum and steel curved LED wall mounted luminaire. Available in three output levels and four color temperatures, with an optional high performance specular reflector. | http://www.litecontrol.com/wall-arcos-led | wall-arcos-led | 3 | 30_452_565_lc_ledwall54.jpg | 57 | 4 |  |  |  |  | 1
874 | Wall Arcos | Wall mounted arcuate shaped extruded aluminum luminaire | http://www.litecontrol.com/wall-arcos | wall-arcos | 3 | 30_452_588_5600wai_p_sv_am.jpg | 57 | 4 |  |  |  |  | 1
875 | Bedlite | Wall mounted luminaire with separate up and down light designed for healthcare patient rooms. | http://www.litecontrol.com/bedlite | bedlite | 3 | 30_452_335_1400waid_lc_sgl_aretouch.jpg | 57 | 4 |  |  |  |  | 1
876 | Cove-16 | Small scale LED surface mounted cove luminaire using Cree MX-6 LED packages. | http://www.litecontrol.com/ledcove-16 | cove-16 | 3 | 30_452_328_lc_ledsurfacecove_below.jpg | 57 | 4 | 13 |  |  |  | 1
877 | Knife W-ID-L11 | LED Indirect/direct wall featuring VI (variable intensity) technology which provides independently-adjustable uplight & downlight levels with little impact on fixture efficacy. Windowless design provides for continuous lens, with no breaks/minimal seams, along all fixture lengths. | http://www.litecontrol.com/knife-wall | knife-w-id-l11 | 3 | 30_452_301_452_wall_mount_a.jpg | 57 | 4 | 13 |  |  |  | 1
878 | Mod 22 Wall | Small scale extruded aluminum fixture available in three distribution options and three lamp choices allowing for greater design flexibility. | http://www.litecontrol.com/22-wall | mod-22-wall | 3 | 30_452_307_0200wd_p_sv_bw.jpg | 57 | 4 |  |  |  |  | 1
879 | Wall Mod 42 LED | Small scale extruded aluminum and steel rectangular LED wall mounted luminaire. | http://www.litecontrol.com/wall-mod-led | wall-mod-42-led | 3 | 30_452_467_lc_ledwall42.jpg | 57 | 4 | 13 |  |  |  | 1
880 | Mod 44 Wall Direct | Linear modular direct wall mounted fixture which offers a variety of shielding options. | http://www.litecontrol.com/44-wall | mod-44-wall-direct | 3 | 30_452_600_30_452_651_4400_wd_j_lc_m.jpg | 57 | 4 |  |  |  |  | 1
881 | Mod 44 Wall LED Direct | LED direct luminaire featuring VI (variable intensity) technology which provides specifiable light level/fixture wattage. | http://www.litecontrol.com/l44-wall | mod-44-wall-led-direct | 3 | 30_452_301_lc_mod44led_20121102_0035retwall.jpg | 57 | 4 | 13 |  |  |  | 1
882 | Mod 46 Wall Indirect/Direct | Rectilinear wall mounted fixture with an indirect/direct distribution, styled to match other Mod fixtures. | http://www.litecontrol.com/46-wall | mod-46-wall-indirect-direct | 3 | 46w_id_j_sgl.jpg | 57 | 4 |  |  |  |  | 1
883 | Mod 66 Wall | Linear modular wall mounted luminaire which offers a variety of distrubutions and shielding options. | http://www.litecontrol.com/66-wall | mod-66-wall | 3 | 66nwd_p_sv_a.jpg | 57 | 4 |  |  |  |  | 1
884 | Rail W-ID-L12 | LED Indirect/direct wall featuring VI (variable intensity) technology which provides independently-adjustable uplight & downlight levels with little impact on fixture efficacy. Windowless design provides for continuous lens, with no breaks/minimal seams, along all fixture lengths. | http://www.litecontrol.com/rail-wall | rail-w-id-l12 | 3 | rail_wall_large.jpg | 57 | 4 |  |  |  |  | 1
885 | SAE Wall | Graceful arcuate-shaped indirect wall fixture with a solid, perforated or slotted housing. | http://www.litecontrol.com/wall-sae | sae-wall | 3 | 30_452_573_96pwai_p_sv_a_nolc.jpg | 57 | 4 |  | 2 |  |  | 1
886 | V3 | An adjustable distribution wall valance with a slim, ADA-compliant profile. | http://www.litecontrol.com/v3 | v3 | 3 | 30_452_431_3400wa_p_np_a.jpg | 57 | 4 |  |  |  |  | 1
887 | Litewave HE | Recessed enclosed fixture with high efficiency extruded acrylic one-piece lens and high reflectance white reflector. | http://www.litecontrol.com/litewave-he | litewave-he | 3 | 30_452_219_litewave_lhe_2x2.jpg | 57 | 7 |  | 2 |  |  | 1
888 | Litewave HF | Recessed enclosed fluorescent fixture with hinged center media tray. Allows specification of a variety of center diffusers and easy lamp replacement. | http://www.litecontrol.com/lhf | litewave-hf | 3 | lhf_baffle2.jpg | 57 | 7 |  | 2 |  |  | 1
889 | Litewave HE LED | Recessed enclosed LED fixture with high efficiency extruded acrylic one-piece diffuser. | http://www.litecontrol.com/litewave-lhe-led | litewave-he-led | 3 | litewave_lhe_2x4.jpg | 57 | 7 | 13 |  |  |  | 1
890 | Litewave HF LED | Recessed enclosed LED fixture with hinged center media tray. Allows specification of a variety of center diffusers. | http://www.litecontrol.com/litewave-hf-led | litewave-hf-led | 3 | 30_452_305_lhf_led_baffle2.jpg | 57 | 7 | 13 |  |  |  | 1
891 | Mod 22 Recessed LED | Recessed LED Linear modular fixtures with snap-in lensing which provide direct lighting for numerous lighting applications. This fixture features VI (variable intensity) technology which provides specifiable light level/fixture wattaage. | http://www.litecontrol.com/mod-22-recessed-led | mod-22-recessed-led | 3 | 30_452_301_22st_rd.jpg | 57 | 8 | 13 |  |  |  | 1
892 | Mod 22 Recessed Staggered | Mod 22 recessed staggered (02ST) fixtures are available in T5 or T5HO lamping with staggered lamps and snap-in lens options for a clean, uninterrupted line of light. The small housing and unique ceiling interface design provide clean, minimalist looks in a variety of ceiling styles. | http://www.litecontrol.com/22st-recessed | mod-22-recessed-staggered | 3 | 30_452_341_lc_22st_lgd_916ret.jpg | 57 | 8 |  |  |  |  | 1
893 | Mod 44 Recessed | Recessed linear modular direct luminaire for plaster and drywall ceilings with a variety of shielding options. | http://www.litecontrol.com/44-recessed | mod-44-recessed | 3 | 30_452_274_44004500rd_cei_sgl_a.jpg | 57 | 8 |  |  |  |  | 1
894 | Mod 44 Recessed LED | Recessed LED are linear modular fixtures with snap-in lensing which provide direct lighting for numerous lighting applications. This fixture features VI (Variable Intensity) technology which provides specifiable light level/fixture wattage. | http://www.litecontrol.com/44-led-recessed | mod-44-recessed-led | 3 | 30_452_301_44st_rd.jpg | 57 | 8 | 13 |  |  |  | 1
895 | Mod 44 Recessed Staggered | recessed staggered (44ST) is available in both T8 and T5/T5HO lamping for a choice in output. 44ST offers staggered lamping and snap-in lensing options for a clean long line of light. It's designed to fit ceiling interfaces provide simple minimalist looks in a variety of ceilings styles and the R(P)-D version can be mounted in walls for greater design flexibilty. | http://www.litecontrol.com/44st-recessed | mod-44-recessed-staggered | 3 | lc_44st_lgd.jpg | 57 | 8 |  |  |  |  | 1
896 | Mod 44 Recessed Wall/Wash | Recessed Wall/Wash is a 4" wide recessed fixture designed for wall washing applications.The asymmetric reflector effectively washes the wall with light, while complementary optical elements control the fixture brightness to avoid glare. | http://www.litecontrol.com/44-wallwash | mod-44-recessed-wall-wash | 3 | 30_452_301_aerial_wallwash44_conference_allon.jpg | 57 | 8 |  |  |  |  | 1
897 | Mod 44 Techzone | Recessed direct fixture for use in Armstrong Techzone ceilings, with 4" on-center T-bar spacing. Steel housing with high reflectance white painted reflector and snap in lens for clean look. | http://www.litecontrol.com/44-techzone | mod-44-techzone | 3 | 30_452_339_44tz_armtz_prod_4in_snapin.jpg | 57 | 8 |  |  |  |  | 1
898 | Mod 66 Recessed | Recessed linear modular direct luminaire for plaster and drywall ceilings with a variety of shielding options. | http://www.litecontrol.com/66-recessed | mod-66-recessed | 3 | 30_452_351_66nlgd_p_inceiling_a.jpg | 57 | 8 |  |  |  |  | 1
899 | Mod 66 Techzone | Recessed direct fixture for use in Armstrong Techzone ceilings, with 6" on-center T-bar spacing. Steel housing with high reflectance white painted reflector and snap in lens for clean look. | http://www.litecontrol.com/66-techzone | mod-66-techzone | 3 | 30_452_367_tz_mwtg_spf_ltc_33_snapin.jpg | 57 | 8 |  |  |  |  | 1
900 | L101N | Linear strip for interior linear cove, wall slot, shelf and cabinet illumination. | http://www.mplighting.com/ProductsOverview.aspx?MainMenu=Interior&SubMenu=Linear | l101n | 3 | L101N-Linear_MPLighting.jpg | 69 | 5 |  |  |  |  | 1
901 | L202N | Linear strip for interior linear cove, wall slot, shelf and cabinet illumination. | http://www.mplighting.com/ProductsOverview.aspx?MainMenu=Interior&SubMenu=Linear | l102n | 3 | L102N-Linear_MPLighting.jpg | 69 | 5 |  |  |  |  | 1
902 | L103 | Suspended or wall mounted linear LED strip light | http://www.mplighting.com/ProductsOverview.aspx?MainMenu=Interior&SubMenu=Linear | l103 | 3 | L103-SuspensionMount-Linear_MPLighting.jpg | 69 | 5 |  |  |  |  | 1
903 | L104 | Suspended or titled wall mounted linear LED strip light. | http://www.mplighting.com/ProductsOverview.aspx?MainMenu=Interior&SubMenu=Linear | l104 | 3 | L104-SuspensionMount-Linear_MPLighting.jpg | 69 | 5 |  |  |  |  | 1
904 | L106S | Suspended linear strip for interior linear cove, wall slot, shelf and cabinet illumination. | http://www.mplighting.com/ProductsOverview.aspx?MainMenu=Interior&SubMenu=Linear | l106s | 3 | L106S-SurfaceMount-Linear_MPLighting.jpg | 69 | 5 |  |  |  |  | 1
905 | L106T | Wall Mount linear strip for interior linear cove, wall slot, shelf and cabinet illumination. | http://www.mplighting.com/ProductsOverview.aspx?MainMenu=Interior&SubMenu=Linear | l106t | 3 | L106T-WallMount-Linear_MPLighting.jpg | 69 | 4 |  |  |  |  | 1
906 | L107N | Linear strip for interior linear cove, wall slot, shelf and cabinet illumination. | http://www.mplighting.com/ProductsOverview.aspx?MainMenu=Interior&SubMenu=Linear | l107n | 3 | L107-SurfaceMount-Linear_MPLighting.jpg | 69 | 5 |  |  |  |  | 1
907 | L111C/CD | Interior linear downlight. | http://www.mplighting.com/ProductsOverview.aspx?MainMenu=Interior&SubMenu=Linear | l111c-cd | 3 | L111-CanopyMount-Linear_MPLighting.jpg | 69 | 5 |  |  |  |  | 1
908 | L112 | Dual interior linear downlight. | http://www.mplighting.com/ProductsOverview.aspx?MainMenu=Interior&SubMenu=Linear | l112 | 3 | L112-SuspensionMount-Linear_MPLighting.jpg | 69 | 5 |  |  |  |  | 1
909 | L121 | Interior recessed linear LED for vanity wall and ceiling downlight illumination | http://www.mplighting.com/ProductsOverview.aspx?MainMenu=Interior&SubMenu=Linear | l121 | 3 | L121.recessedlinear.A.jpg | 69 | 4 |  |  |  |  | 1
910 | L151 | Exterior/interior wall, stair, and walkway illumination. | http://www.mplighting.com/ProductsOverview.aspx?MainMenu=Interior&SubMenu=Linear | l151 | 3 | L151-SurfaceMount-Linear_MPLighting.jpg | 69 | 5 |  |  |  |  | 1
911 | L171E | Exterior/interior wall grazing illumination. | http://www.mplighting.com/ProductsOverview.aspx?MainMenu=Interior&SubMenu=Linear | l171e | 3 | L171-Extended-WallMount-Linear_MPLighting.jpg | 69 | 4 |  |  |  |  | 1
912 | L92 | Outdoor walkway and area illumination 2.5W bollard. | http://www.mplighting.com/ProductsOverview.aspx?MainMenu=Exterior&SubMenu=Bollard | l92 | 3 | L92_Bollard_MPLighting.jpg | 69 | 17 |  |  |  |  | 1
913 | L72C1 | Interior directional spotlight for wall, picture of signage illumination. | http://www.mplighting.com/ProductsOverview.aspx?MainMenu=Interior&SubMenu=Spotlight | l72c1 | 3 | L72C1-CanopyMount-Spotlight_MPLighting.jpg | 69 | 5 |  |  |  |  | 1
914 | L73C1 | Interior directional spotlight for wall, picture of signage illumination. | http://www.mplighting.com/ProductsOverview.aspx?MainMenu=Interior&SubMenu=Spotlight | l73c1 | 3 | L73C1-CanopyMount-Spotlight_MPLighting.jpg | 69 | 5 |  |  |  |  | 1
915 | L75C1 | Interior directional spotlight for wall, picture of signage illumination. | http://www.mplighting.com/ProductsOverview.aspx?MainMenu=Interior&SubMenu=Spotlight | l75c1 | 3 | L75C1-CanopyMount-Spotlight_MPLighting.jpg | 69 | 5 |  |  |  |  | 1
916 | L76C1 | Interior directional spotlight for wall, picture of signage illumination. | http://www.mplighting.com/ProductsOverview.aspx?MainMenu=Interior&SubMenu=Spotlight | l76c1 | 3 | L76C1-CanopyMount-Spotlight_MPLighting.jpg | 69 | 5 |  |  |  |  | 1
917 | L221C1 | Interior directional spotlight for wall, picture of signage illumination. | http://www.mplighting.com/ProductsOverview.aspx?MainMenu=Interior&SubMenu=Spotlight | l221c1 | 3 | L221C1-CanopyMount-Spotlight_MPLighting.jpg | 69 | 5 |  |  |  |  | 1
918 | L222C1 | Interior directional spotlight for wall, picture of signage illumination. | http://www.mplighting.com/ProductsOverview.aspx?MainMenu=Interior&SubMenu=Spotlight | l222c1 | 3 | L222C2-CanopyMount-Spotlight_MPLighting.jpg | 69 | 5 |  |  |  |  | 1
919 | L223C1 | Interior directional spotlight with Active Cooling System for wall, picture of signage illumination. | http://www.mplighting.com/ProductsOverview.aspx?MainMenu=Interior&SubMenu=Spotlight | l223c1 | 3 | L223C1-CanopyMount-Spotlight_MPLighting.jpg | 69 | 5 |  |  |  |  | 1
920 | X01C1 | Low voltage interior rotable spotlight for wall, picture of signage illumination. | http://www.mplighting.com/ProductsOverview.aspx?MainMenu=Interior&SubMenu=Spotlight | x01c1 | 3 | X01C1-CanopyMount-Spotlight_MPLighting.jpg | 69 | 5 |  |  |  |  | 1
921 | X21C1 | Low voltage interior rotable spotlight for wall, picture of signage illumination. | http://www.mplighting.com/ProductsOverview.aspx?MainMenu=Interior&SubMenu=Spotlight | x21c1 | 3 | X21C1-CanopyMount-Spotlight_MPLighting.jpg | 69 | 5 |  |  |  |  | 1
922 | X31C1 | Telescopic spotlight with pivoting fixture head. | http://www.mplighting.com/ProductsOverview.aspx?MainMenu=Interior&SubMenu=Spotlight | x31c1 | 3 | X31C1-CanopyMount-Spotlight_MPLighting.jpg | 69 | 5 |  |  |  |  | 1
923 | X41C1 | Spotlight with pivoting head and shielded lamp back. | http://www.mplighting.com/ProductsOverview.aspx?MainMenu=Interior&SubMenu=Spotlight | x41c1 | 3 | X41C1-CanopyMount-Spotlight_MPLighting.jpg | 69 | 5 |  |  |  |  | 1
924 | X42C1 | Spotlight with pivoting head and open lamp | http://www.mplighting.com/ProductsOverview.aspx?MainMenu=Interior&SubMenu=Spotlight | x42c1 | 3 | X42C1-CanopyMount-Spotlight_MPLighting.jpg | 69 | 5 |  |  |  |  | 1
925 | X43C1 | Spotlight with pivoting head, louver holder and open lamp back. | http://www.mplighting.com/ProductsOverview.aspx?MainMenu=Interior&SubMenu=Spotlight | x43c1 | 3 | X43C1-CanopyMount-Spotlight_MPLighting.jpg | 69 | 5 |  |  |  |  | 1
926 | X45C1 | Spotlight with pivoting head and shielded shade option. | http://www.mplighting.com/ProductsOverview.aspx?MainMenu=Interior&SubMenu=Spotlight | x45c1 | 3 | X45C1-CanopyMount-Spotlight_MPLighting.jpg | 69 | 5 |  |  |  |  | 1
927 | X51C1 | Spotlight with pivoting head, front and back lamp shielding, and multiple lens options. | http://www.mplighting.com/ProductsOverview.aspx?MainMenu=Interior&SubMenu=Spotlight | x51c1 | 3 | X51C1-CanopyMount-Spotlight_MPLighting.jpg | 69 | 5 |  |  |  |  | 1
928 | L131 | Exterior/interior round surface mount downlight with 3 x 2.5W LEDs. | http://www.mplighting.com/ProductsOverview.aspx?MainMenu=Interior&SubMenu=SurfaceMountDownlight | l131 | 3 | L131-SurfaceMount-Downlight_MPLighting.jpg | 69 | 5 |  |  |  |  | 1
929 | L134 | Exterior/interior square surface mount downlight with 4 x 2.5W LEDs | http://www.mplighting.com/ProductsOverview.aspx?MainMenu=Interior&SubMenu=SurfaceMountDownlight | l134 | 3 | L134-SurfaceMount-Downlight_MPLighting.jpg | 69 | 5 |  |  |  |  | 1
930 | L130 | Exterior/interior round surface mount downlight with 3 x 2.5W LEDs. | http://www.mplighting.com/ProductsOverview.aspx?MainMenu=Interior&SubMenu=SurfaceMountDownlight | l130 | 3 | L130-surface.jpg | 69 | 5 |  |  |  |  | 1
931 | L135 | Exterior/interior square surface mount downlight with 4.5W LED or 9.5W LED. | http://www.mplighting.com/ProductsOverview.aspx?MainMenu=Interior&SubMenu=SurfaceMountDownlight | l135 | 3 | L135-surface.jpg | 69 | 5 |  |  |  |  | 1
932 | H30C3 | Ceramic metal halide lamp for accent, decorative, or general lighting. | http://www.mplighting.com/ProductsOverview.aspx?MainMenu=Interior&SubMenu=Spotlight | h30c3 | 3 | H30C3-CanopyMount-Pendant_MPLighting.jpg | 69 | 5 |  |  |  |  | 1
933 | H60C3 | Ceramic metal halide lamp for accent, decorative, or general lighting. | http://www.mplighting.com/ProductsOverview.aspx?MainMenu=Interior&SubMenu=Spotlight | 60c3 | 3 | H60C3-CanopyMount-Pendant_MPLighting.jpg | 69 | 5 |  |  |  |  | 1
934 | L08 | Directional in-grade light with single or double apeture, 1W or 2.5W LED. | http://www.mplighting.com/ProductsOverview.aspx?MainMenu=Interior&SubMenu=Ingrade | l08 | 3 | L08-InGrade_MPLighting.jpg | 69 | 20 |  |  |  |  | 1
935 | L01 | Directional in-grade light with 1W or 2.5W LED. | http://www.mplighting.com/ProductsOverview.aspx?MainMenu=Interior&SubMenu=Ingrade | l01 | 3 | L01-InGrade_MPLighting.jpg | 69 | 20 |  |  |  |  | 1
936 | L02 | Directional in-grade light with 1W or 2.5W LED. | http://www.mplighting.com/ProductsOverview.aspx?MainMenu=Interior&SubMenu=Ingrade | l02 | 3 | L02-InGrade_MPLighting.jpg | 69 | 20 |  |  |  |  | 1
937 | L03 | Submersible (up to 12" freshwater application) in-grade light with 1W or 2.5W LED. | http://www.mplighting.com/ProductsOverview.aspx?MainMenu=Interior&SubMenu=Ingrade | l03 | 3 | L03-Ingrade.jpg | 69 | 20 |  |  |  |  | 1
938 | L04 | Directional in-grade light with square trim, 1W or 2.5W LED. | http://www.mplighting.com/ProductsOverview.aspx?MainMenu=Interior&SubMenu=Ingrade | l04 | 3 | L04-InGrade_MPLighting.jpg | 69 | 20 |  |  |  |  | 1
939 | L05 | Directional in-grade light with 3 x 1W or 3 x 2.5W LEDs. | http://www.mplighting.com/ProductsOverview.aspx?MainMenu=Interior&SubMenu=Ingrade | l105 | 3 | L05-InGrade_MPLighting.jpg | 69 | 20 |  |  |  |  | 1
940 | L06 | Directional in-grade light with 0.1WLED. | http://www.mplighting.com/ProductsOverview.aspx?MainMenu=Interior&SubMenu=Ingrade | l06 | 3 | L06-InGrade_MPLighting.jpg | 69 | 20 |  |  |  |  | 1
941 | L07 | Directional in-grade light for deck flooring with 0.1W LED. | http://www.mplighting.com/ProductsOverview.aspx?MainMenu=Interior&SubMenu=Ingrade | l07 | 3 | L07-InGrade_MPLighting.jpg | 69 | 20 |  |  |  |  | 1
942 | L191 | Pendant with 0.07WLEDs. | http://www.mplighting.com/ProductsOverview.aspx?MainMenu=Interior&SubMenu=Pendant | l191 | 3 | Canopy-Mount-Pendant-L191_MPLighting.jpg | 69 | 3 |  |  |  |  | 1
943 | G02L | LED pendant with cylinder shape frosted opalescent glass | http://www.mplighting.com/ProductsOverview.aspx?MainMenu=Interior&SubMenu=Pendant | g02l | 3 | Canopy-Mount-Pendant-G02L_MPLighting.jpg | 69 | 3 |  |  |  |  | 1
944 | G03L | LED pendant with cylinder shape frosted opalescent glass | http://www.mplighting.com/ProductsOverview.aspx?MainMenu=Interior&SubMenu=Pendant | go3l | 3 | Canopy-Mount-Pendant-G03L_MPLighting.jpg | 69 | 3 |  |  |  |  | 1
945 | P81LC1 | LED pendant with white opalascent glass shade. | http://www.mplighting.com/ProductsOverview.aspx?MainMenu=Interior&SubMenu=Pendant | p81lc1 | 3 | Canopy-Mount-Pendant-P81L_MPLighting.jpg | 69 | 3 |  |  |  |  | 1
946 | P01C1 | Pendant with small conical glass or metal shade. | http://www.mplighting.com/ProductsOverview.aspx?MainMenu=Interior&SubMenu=Pendant | p01c1 | 3 | Canopy-Mount-Pendant-P01_MPLighting.jpg | 69 | 3 |  |  |  |  | 1
947 | P02C1 | Pendant with large conical glass or metal shade. | http://www.mplighting.com/ProductsOverview.aspx?MainMenu=Interior&SubMenu=Pendant | p02c1 | 3 | Canopy-Mount-Pendant-P02_MPLighting.jpg | 69 | 3 |  |  |  |  | 1
948 | P11C1 | Pendant with colored opalescent glass shade. | http://www.mplighting.com/ProductsOverview.aspx?MainMenu=Interior&SubMenu=Pendant | p11c1 | 3 | Canopy-Mount-Pendant-P11_MPLighting.jpg | 69 | 3 |  |  |  |  | 1
949 | P12C1 | Pendant with clear or sandblasted glass shade. | http://www.mplighting.com/ProductsOverview.aspx?MainMenu=Interior&SubMenu=Pendant | p12c1 | 3 | Canopy-Mount-Pendant-P12_MPLighting.jpg | 69 | 3 |  |  |  |  | 1
950 | P22C1 | Pendant with clear dichroic glass shade. | http://www.mplighting.com/ProductsOverview.aspx?MainMenu=Interior&SubMenu=Pendant | p22c1 | 3 | Canopy-Mount-Pendant-P22_MPLighting.jpg | 69 | 3 |  |  |  |  | 1
951 | P24C1 | Pendant with clear ribbed glass or solid metal shade. | http://www.mplighting.com/ProductsOverview.aspx?MainMenu=Interior&SubMenu=Pendant | p24c1 | 3 | Canopy-Mount-Pendant-P24_MPLighting.jpg | 69 | 3 |  |  |  |  | 1
952 | P36C1 | Pendant with clear outer shade and frosted inner shade. | http://www.mplighting.com/ProductsOverview.aspx?MainMenu=Interior&SubMenu=Pendant | p36c3 | 3 | Canopy-Mount-Pendant-P36_MPLighting.jpg | 69 | 3 |  |  |  |  | 1
953 | P45C1 | Pendant with dome shapted frosted opalescent glass shade. | http://www.mplighting.com/ProductsOverview.aspx?MainMenu=Interior&SubMenu=Pendant | p45c1 | 3 | Canopy-Mount-Pendant-P45_MPLighting.jpg | 69 | 3 |  |  |  |  | 1
954 | P46C1 | Pendant with frosted opalescent glass shade. | http://www.mplighting.com/ProductsOverview.aspx?MainMenu=Interior&SubMenu=Pendant | p46c1 | 3 | Canopy-Mount-Pendant-P46_MPLighting.jpg | 69 | 3 |  |  |  |  | 1
955 | P55C1 | Pendant with fused crystal glass cube shade. | http://www.mplighting.com/ProductsOverview.aspx?MainMenu=Interior&SubMenu=Pendant | p55c1 | 3 | Canopy-Mount-Pendant-P55_MPLighting.jpg | 69 | 3 |  |  |  |  | 1
956 | P81C3 | Pendant with white opalescent glass shade. | http://www.mplighting.com/ProductsOverview.aspx?MainMenu=Interior&SubMenu=Pendant | p81c1 | 3 | Canopy-Mount-Pendant-P81_MPLighting.jpg | 69 | 3 |  |  |  |  | 1
957 | G02 | Pendant with cylinder shaped frosted opalescent glass | http://www.mplighting.com/ProductsOverview.aspx?MainMenu=Interior&SubMenu=Pendant | g02 | 3 | Canopy-Mount-Pendant-G02_MPLighting.jpg | 69 | 3 |  |  |  |  | 1
958 | G03 | Pendant with cylinder shaped frosted opalescent glass | http://www.mplighting.com/ProductsOverview.aspx?MainMenu=Interior&SubMenu=Pendant | g03 | 3 | Canopy-Mount-Pendant-G03_MPLighting.jpg | 69 | 3 |  |  |  |  | 1
959 | G05 | Pendant with elliptical shaped opalescent cased hand blown glass. | http://www.mplighting.com/ProductsOverview.aspx?MainMenu=Interior&SubMenu=Pendant | g05 | 3 | Canopy-Mount-Pendant-G05_MPLighting.jpg | 69 | 3 |  |  |  |  | 1
960 | L01 | Directional in-grade wall mount light with 1W or 2.5W LED. | http://www.mplighting.com/ProductsOverview.aspx?MainMenu=Interior&SubMenu=WallMount | l01 | 3 | L01-int.wallmount.jpg | 69 | 4 |  |  |  |  | 1
961 | L02 | Directional in-grade wall mount light with 1W or 2.5W LED. | http://www.mplighting.com/ProductsOverview.aspx?MainMenu=Interior&SubMenu=WallMount | l02 | 3 | L02-int.wallmount.jpg | 69 | 4 |  |  |  |  | 1
962 | L04 | Directional in-grade wall mount light with square trim, 1W or 2.5W LED. | http://www.mplighting.com/ProductsOverview.aspx?MainMenu=Interior&SubMenu=WallMount | l04 | 3 | L04-wallmount.jpg | 69 | 4 |  |  |  |  | 1
963 | L11 | Wall mount light with 1W or 2.5W LED. | http://www.mplighting.com/ProductsOverview.aspx?MainMenu=Interior&SubMenu=WallMount | l11 | 3 | L11-wallmount.jpg | 69 | 4 |  |  |  |  | 1
964 | L12 | Wall mount light with 2 x 1W or 2 x 2.5W for up and down illumination. | http://www.mplighting.com/ProductsOverview.aspx?MainMenu=Interior&SubMenu=WallMount | L12 | 3 | L12-wallmount.jpg | 69 | 4 |  |  |  |  | 1
965 | L13 | Wall mount light with 1W or 2.5W LED. | http://www.mplighting.com/ProductsOverview.aspx?MainMenu=Interior&SubMenu=WallMount | l13 | 3 | L13-wallmount.jpg | 69 | 4 |  |  |  |  | 1
966 | L14 | Wall mount light with 1W or 2.5W LED. | http://www.mplighting.com/ProductsOverview.aspx?MainMenu=Interior&SubMenu=WallMount | l14 | 3 | L14.wallmount.jpg | 69 | 4 |  |  |  |  | 1
967 | L15 | Wall mount light with 2 x 1W or 2 x 2.5W for up and down illumination. | http://www.mplighting.com/ProductsOverview.aspx?MainMenu=Interior&SubMenu=WallMount | l15 | 3 | L15-wallmount.jpg | 69 | 4 |  |  |  |  | 1
968 | L32 | Square wall mount light with 1W or 2.5W LED. | http://www.mplighting.com/ProductsOverview.aspx?MainMenu=Interior&SubMenu=WallMount | l32 | 3 | L32-wallmount.jpg | 69 | 4 |  |  |  |  | 1
969 | L16 | Wall mount light with 1W or 2.5W LED. | http://www.mplighting.com/ProductsOverview.aspx?MainMenu=Interior&SubMenu=WallMount | l16 | 3 | L16-WallMount_MPLighting.jpg | 69 | 4 |  |  |  |  | 1
970 | L17 | Wall mount light with 2 x 1W or 2 x 2.5W for up and down illumination. | http://www.mplighting.com/ProductsOverview.aspx?MainMenu=Interior&SubMenu=WallMount | l17 | 3 | L17-WallMount_MPLighting.jpg | 69 | 4 |  |  |  |  | 1
971 | L18 | Wall mount light with 1W or 2.5W LED. | http://www.mplighting.com/ProductsOverview.aspx?MainMenu=Interior&SubMenu=WallMount | l18 | 3 | L18-WallMount_MPLighting.jpg | 69 | 4 |  |  |  |  | 1
972 | L19 | Square wall mount light with 2 x 1W or 2 x 2.5W for up and down illumination. | http://www.mplighting.com/ProductsOverview.aspx?MainMenu=Interior&SubMenu=WallMount | l19 | 3 | L19-WallMount_MPLighting.jpg | 69 | 4 |  |  |  |  | 1
973 | L22 | Round wall mount light with 1W or 2.5W LED. | http://www.mplighting.com/ProductsOverview.aspx?MainMenu=Interior&SubMenu=WallMount | l22 | 3 | L22 WallMount_MPLighting.jpg | 69 | 4 |  |  |  |  | 1
974 | L31 | Wall mount with 1W or 2.5W LED. | http://www.mplighting.com/ProductsOverview.aspx?MainMenu=Interior&SubMenu=WallMount | l31 | 3 | L31-WallMount.jpg | 69 | 4 |  |  |  |  | 1
975 | L33 | Round wall mount light with 1W or 2.5W LED. | http://www.mplighting.com/ProductsOverview.aspx?MainMenu=Interior&SubMenu=WallMount | l33 | 3 | L33_WallMount_MPLighting.jpg | 69 | 4 |  |  |  |  | 1
976 | L34 | Square wall mount with 1W or 2.5W LED. | http://www.mplighting.com/ProductsOverview.aspx?MainMenu=Interior&SubMenu=WallMount | l34 | 3 | L34_WallMount_MPLighting.jpg | 69 | 4 |  |  |  |  | 1
977 | L36 | Horizontal wall mount light with 3W or 6W LED | http://www.mplighting.com/ProductsOverview.aspx?MainMenu=Interior&SubMenu=WallMount | l36 | 3 | L36_WallMount_MPLighting.jpg | 69 | 4 |  |  |  |  | 1
978 | L37 | Round wall mount light with 3W or 6W LED. | http://www.mplighting.com/ProductsOverview.aspx?MainMenu=Interior&SubMenu=WallMount | l37 | 3 | L37_WallMount_MPLighting.jpg | 69 | 4 |  |  |  |  | 1
979 | L46 | Horizontal wall mount light with 3W or 6W LED, engraving option. | http://www.mplighting.com/ProductsOverview.aspx?MainMenu=Interior&SubMenu=WallMount | l46 | 3 | L46_Horizontal_WallMount_MPLighting.jpg | 69 | 4 |  |  |  |  | 1
980 | L47 | Vertical wall mount light with 3W or 6W LED, engraving option | http://www.mplighting.com/ProductsOverview.aspx?MainMenu=Interior&SubMenu=WallMount | l47 | 3 | L47-Vertical-WallMount_MPLighting.jpg | 69 | 4 |  |  |  |  | 1
981 | L48 | Square wall mount light with 3W or 6W LED, engraving option. | http://www.mplighting.com/ProductsOverview.aspx?MainMenu=Interior&SubMenu=WallMount | l48 | 3 | L48-Square-WallMount_MPLighting.jpg | 69 | 4 |  |  |  |  | 1
982 | L49 | Adjustable wall mount light with 6 x 1W LEDs . | http://www.mplighting.com/ProductsOverview.aspx?MainMenu=Interior&SubMenu=WallMount | l49 | 3 | L49-WallMount.jpg | 69 | 4 |  |  |  |  | 1
983 | L91 | Wall mount with 1W or 2.5W LED for up or down illumination. | http://www.mplighting.com/ProductsOverview.aspx?MainMenu=Interior&SubMenu=WallMount | l91 | 3 | L91-WallMount_MPLighting.jpg | 69 | 4 |  |  |  |  | 1
984 | L01 | Directional in-grade light with 1W or 2.5W LED. | http://www.mplighting.com/ProductsOverview.aspx?MainMenu=Exterior&SubMenu=Ingrade | l01 | 3 | L01-int.wallmount.jpg | 69 | 18 |  |  |  |  | 1
985 | L04 | Directional in-grade light with square trim, 1W or 2.5W LED. | http://www.mplighting.com/ProductsOverview.aspx?MainMenu=Exterior&SubMenu=Ingrade | l04 | 3 | L04-wallmount.jpg | 69 | 18 |  |  |  |  | 1
986 | L16 | Wall mount light with 1W or 2.5W LED. | http://www.mplighting.com/ProductsOverview.aspx?MainMenu=Exterior&SubMenu=Ingrade | l16 | 3 | L16-WallMount_MPLighting.jpg | 69 | 18 |  |  |  |  | 1
987 | L17 | Wall mount light with 2 x 1W or 2 x 2.5W for up and down illumination. | http://www.mplighting.com/ProductsOverview.aspx?MainMenu=Exterior&SubMenu=Ingrade | l17 | 3 | L17-WallMount_MPLighting.jpg | 69 | 18 |  |  |  |  | 1
988 | L18 | Wall mount light with 1W or 2.5W LED. | http://www.mplighting.com/ProductsOverview.aspx?MainMenu=Exterior&SubMenu=Ingrade | l18 | 3 | L18-WallMount_MPLighting.jpg | 69 | 18 |  |  |  |  | 1
989 | L19 | Wall mount light with 2 x 1W or 2 x 2.5W LEDs for up and down illumination. | http://www.mplighting.com/ProductsOverview.aspx?MainMenu=Exterior&SubMenu=Ingrade | l19 | 3 | L19-WallMount_MPLighting.jpg | 69 | 18 |  |  |  |  | 1
990 | L22 | Wall mount light with 1W or 2.5W LED. | http://www.mplighting.com/ProductsOverview.aspx?MainMenu=Exterior&SubMenu=Ingrade | l22 | 3 | L22 WallMount_MPLighting.jpg | 69 | 18 |  |  |  |  | 1
991 | L33 | Round wall mount light with 1W or 2.5W LED. | http://www.mplighting.com/ProductsOverview.aspx?MainMenu=Interior&SubMenu=WallMount | l33 | 3 | L33_WallMount_MPLighting.jpg | 69 | 18 |  |  |  |  | 1
992 | L34 | Wall mount light with 1W or 2.5W LED. | http://www.mplighting.com/ProductsOverview.aspx?MainMenu=Exterior&SubMenu=Ingrade | l34 | 3 | L34_WallMount_MPLighting.jpg | 69 | 18 |  |  |  |  | 1
993 | L36 | Horizontal wall mount light with 3W or 6W LED | http://www.mplighting.com/ProductsOverview.aspx?MainMenu=Exterior&SubMenu=Ingrade | l36 | 3 | L36_WallMount_MPLighting.jpg | 69 | 18 |  |  |  |  | 1
994 | L37 | Round wall mount light with 3W or 6W LED. | http://www.mplighting.com/ProductsOverview.aspx?MainMenu=Exterior&SubMenu=Ingrade | l37 | 3 | L37_WallMount_MPLighting.jpg | 69 | 18 |  |  |  |  | 1
995 | L46 | Horizontal wall mount light with 3W or 6W LED, engraving option. | http://www.mplighting.com/ProductsOverview.aspx?MainMenu=Exterior&SubMenu=Ingrade | l46 | 3 | L46_Horizontal_WallMount_MPLighting.jpg | 69 | 18 |  |  |  |  | 1
996 | L47 | Vertical wall mount light with 3W or 6W LED, engraving option | http://www.mplighting.com/ProductsOverview.aspx?MainMenu=Exterior&SubMenu=Ingrade | l47 | 3 | L47-Vertical-WallMount_MPLighting.jpg | 69 | 18 |  |  |  |  | 1
997 | L48 | Square wall mount light with 3W or 6W LED, engraving option. | http://www.mplighting.com/ProductsOverview.aspx?MainMenu=Exterior&SubMenu=Ingrade | l48 | 3 | L48-Square-WallMount_MPLighting.jpg | 69 | 18 |  |  |  |  | 1
998 | L49 | Adjustable wall mount light with 6 x 1W LEDs . | http://www.mplighting.com/ProductsOverview.aspx?MainMenu=Exterior&SubMenu=Ingrade | l49 | 3 | L49-WallMount.jpg | 69 | 18 |  |  |  |  | 1
999 | L91 | Wall mount with 2.5W LED | http://www.mplighting.com/ProductsOverview.aspx?MainMenu=Exterior&SubMenu=Ingrade | l91 | 3 | L91-WallMount_MPLighting.jpg | 69 | 18 |  |  |  |  | 1
1000 | L302 | Round directional wall mount fixture with 1W or 2.5W LED. | http://www.mplighting.com/ProductsOverview.aspx?MainMenu=Exterior&SubMenu=Ingrade | l302 | 3 | L302-WallMount_MPLighting.jpg | 69 | 18 |  |  |  |  | 1
1001 | L304 | Square directional wall mount fixture with 1W or 2.5W LED. | http://www.mplighting.com/ProductsOverview.aspx?MainMenu=Exterior&SubMenu=Ingrade | l304 | 3 | L304-WallMount_MPLighting.jpg | 69 | 18 |  |  |  |  | 1
1002 | X01CS | Spotlight with flexible arm for easy rotation and positioning. | http://www.mplighting.com/ProductsOverview.aspx?MainMenu=Systems&SubMenu=CableSystem&ProductName=X01 | x01cs | 3 | X01_render_CS.jpg | 69 | 12 |  |  |  |  | 1
1003 | X06CS | Spotlight with pivoting arm for easy rotation and positioning | http://www.mplighting.com/ProductsOverview.aspx?MainMenu=Systems&SubMenu=CableSystem&ProductName=X01 | x06cs | 3 | X06_render_CS.jpg | 69 | 12 |  |  |  |  | 1
1004 | X21CS | Spotlight with flexible arm for easy rotation and positioning. | http://www.mplighting.com/ProductsOverview.aspx?MainMenu=Systems&SubMenu=CableSystem&ProductName=X01 | x21cs | 3 | X21_render_CS.jpg | 69 | 12 |  |  |  |  | 1
1005 | X31CS | Telescopic spotlight with pivoting fixture head. | http://www.mplighting.com/ProductsOverview.aspx?MainMenu=Systems&SubMenu=CableSystem&ProductName=X01 | x31cs | 3 | X31_render_CS.jpg | 69 | 12 |  |  |  |  | 1
1006 | X43CS | Spotlight with pivoting head, louver holder and open lamp back. | http://www.mplighting.com/ProductsOverview.aspx?MainMenu=Systems&SubMenu=CableSystem&ProductName=X01 | x43cs | 3 | X43_render_CS.jpg | 69 | 12 |  |  |  |  | 1
1007 | X61CS | Spotlight with square bracket for cable system mounting; fixture swivels 170° and rotates 360°. | http://www.mplighting.com/ProductsOverview.aspx?MainMenu=Systems&SubMenu=CableSystem&ProductName=X01 | x61cs | 3 | X61_render_CS.jpg | 69 | 12 |  |  |  |  | 1
1008 | X62CS | Spotlight with circle bracket for cable system mounting; fixture swivels 170° and rotates 360°. | http://www.mplighting.com/ProductsOverview.aspx?MainMenu=Systems&SubMenu=CableSystem&ProductName=X01 | x62CS | 3 | X62_render_CS.jpg | 69 | 12 |  |  |  |  | 1
1009 | P01CS | Pendant with small conical glass or metal shade. | http://www.mplighting.com/ProductsOverview.aspx?MainMenu=Systems&SubMenu=CableSystem&ProductName=X01 | p01cs | 3 | P01_render_CS.jpg | 69 | 12 |  |  |  |  | 1
1010 | P02CS | Pendant with small conical glass or metal shade. | http://www.mplighting.com/ProductsOverview.aspx?MainMenu=Systems&SubMenu=CableSystem&ProductName=X01 | p02cs | 3 | P02_render_CS.jpg | 69 | 12 |  |  |  |  | 1
1011 | P11CS | Pendant with colored opalescent glass shade. | http://www.mplighting.com/ProductsOverview.aspx?MainMenu=Systems&SubMenu=CableSystem&ProductName=X01 | p11cs | 3 | P11_render_CS.jpg | 69 | 12 |  |  |  |  | 1
1012 | P22CS | Pendant with clear dichroic glass shade. | http://www.mplighting.com/ProductsOverview.aspx?MainMenu=Systems&SubMenu=CableSystem&ProductName=X01 | p22cs | 3 | P22_render_CS.jpg | 69 | 12 |  |  |  |  | 1
1013 | P24CS | Pendant with clear ribbed glass or solid metal shade. | http://www.mplighting.com/ProductsOverview.aspx?MainMenu=Systems&SubMenu=CableSystem&ProductName=X01 | p24cs | 3 | P24_render_CS.jpg | 69 | 12 |  |  |  |  | 1
1014 | P45CS | Pendant with dome shaped frosted opalescent glass. | http://www.mplighting.com/ProductsOverview.aspx?MainMenu=Systems&SubMenu=CableSystem&ProductName=X01 | p45cs | 3 | P45_render_CS.jpg | 69 | 12 |  |  |  |  | 1
1015 | P55 | Pendant with fused crystal glass cube shade. | http://www.mplighting.com/ProductsOverview.aspx?MainMenu=Systems&SubMenu=CableSystem&ProductName=X01 | p55 | 3 | P55_render_CS.jpg | 69 | 12 |  |  |  |  | 1
1016 | P81CS | Pendant with white opalescent glass shade. | http://www.mplighting.com/ProductsOverview.aspx?MainMenu=Systems&SubMenu=CableSystem&ProductName=X01 | p81cs | 3 | P81_render_CS.jpg | 69 | 12 |  |  |  |  | 1
1017 | L72DC | Spotlight with 12 x 1W LEDs. | http://www.mplighting.com/ProductsOverview.aspx?MainMenu=Systems&SubMenu=DualCircuitRail | l72dc | 3 | L72_render_DC.jpg | 69 | 12 |  |  |  |  | 1
1018 | L73DC | Spotlight with 6 x 1W LEDs. | http://www.mplighting.com/ProductsOverview.aspx?MainMenu=Systems&SubMenu=DualCircuitRail | l73dc | 3 | L73_render_DC.jpg | 69 | 12 |  |  |  |  | 1
1019 | L75DC | Spotlight with 4 x 2.5W LEDs. | http://www.mplighting.com/ProductsOverview.aspx?MainMenu=Systems&SubMenu=DualCircuitRail | l75dc | 3 | L75_render_DC.jpg | 69 | 12 |  |  |  |  | 1
1020 | L76DC | Spotlight with 6 x 1W LEDs. | http://www.mplighting.com/ProductsOverview.aspx?MainMenu=Systems&SubMenu=DualCircuitRail | l76dc | 3 | L76_render_DC.jpg | 69 | 12 |  |  |  |  | 1
1021 | L221DC | Spotlight with 4 x 2.5W LEDs. | http://www.mplighting.com/ProductsOverview.aspx?MainMenu=Systems&SubMenu=DualCircuitRail | l221dc | 3 | L221_render_DC.jpg | 69 | 12 |  |  |  |  | 1
1022 | L222DC | Spotlight with 6 x 1W LEDs. | http://www.mplighting.com/ProductsOverview.aspx?MainMenu=Systems&SubMenu=DualCircuitRail | l222dc | 3 | L222_render_DC.jpg | 69 | 12 |  |  |  |  | 1
1023 | L223DC | Spotlight with 7 x 2.5W LEDs and activing cooling system | http://www.mplighting.com/ProductsOverview.aspx?MainMenu=Systems&SubMenu=DualCircuitRail | l223dc | 3 | L223_render_DC.jpg | 69 | 12 |  |  |  |  | 1
1024 | P81LDC | LED pendant with white opalascent glass shade. | http://www.mplighting.com/ProductsOverview.aspx?MainMenu=Systems&SubMenu=DualCircuitRail | p81ldc | 3 | P81L_render_DC.jpg | 69 | 12 |  |  |  |  | 1
1025 | P96LDC | Pendant with 6 x 1W LEDs. | http://www.mplighting.com/ProductsOverview.aspx?MainMenu=Systems&SubMenu=DualCircuitRail | p96ldc | 3 | P96L_render_DC.jpg | 69 | 12 |  |  |  |  | 1
1026 | X01DC | Spotlight with flexible arm for easy rotation and positioning. | http://www.mplighting.com/ProductsOverview.aspx?MainMenu=Systems&SubMenu=DualCircuitRail | x01dc | 3 | X01_render_DC.jpg | 69 | 12 |  |  |  |  | 1
1027 | X06DC | Spotlight with pivoting arm for easy rotation and positioning | http://www.mplighting.com/ProductsOverview.aspx?MainMenu=Systems&SubMenu=DualCircuitRail | x06dc | 3 | X06_render_DC.jpg | 69 | 12 |  |  |  |  | 1
1028 | X21DC | Spotlight with flexible arm for easy rotation and positioning. | http://www.mplighting.com/ProductsOverview.aspx?MainMenu=Systems&SubMenu=DualCircuitRail | x21dc | 3 | X21_render_DC.jpg | 69 | 12 |  |  |  |  | 1
1029 | X23DC | Spotlight with flexible arm for easy rotation and positioning. | http://www.mplighting.com/ProductsOverview.aspx?MainMenu=Systems&SubMenu=DualCircuitRail | x23dc | 3 | X23_render_DC.jpg | 69 | 12 |  |  |  |  | 1
1030 | X31DC | Telescopic spotlight with pivoting fixture head. | http://www.mplighting.com/ProductsOverview.aspx?MainMenu=Systems&SubMenu=DualCircuitRail | x31dc | 3 | X31_render_DC.jpg | 69 | 12 |  |  |  |  | 1
1031 | X41DC | Spotlight with pivoting head and shielded lamp back. | http://www.mplighting.com/ProductsOverview.aspx?MainMenu=Systems&SubMenu=DualCircuitRail | x41dc | 3 | X41_render_DC.jpg | 69 | 12 |  |  |  |  | 1
1032 | X42DC | Spotlight with pivoting head and open lamp. | http://www.mplighting.com/ProductsOverview.aspx?MainMenu=Systems&SubMenu=DualCircuitRail | x42dc | 3 | X42_render_DC.jpg | 69 | 12 |  |  |  |  | 1
1033 | X43DC | Spotlight with pivoting head, louver holder and open lamp back. | http://www.mplighting.com/ProductsOverview.aspx?MainMenu=Systems&SubMenu=DualCircuitRail | x43dc | 3 | X43_render_DC.jpg | 69 | 12 |  |  |  |  | 1
1034 | X45DC | Spotlight with pivoting head and shielded shade option. | http://www.mplighting.com/ProductsOverview.aspx?MainMenu=Systems&SubMenu=DualCircuitRail | x45dc | 3 | X45_render_DC.jpg | 69 | 12 |  |  |  |  | 1
1035 | X51DC | Spotlight with pivoting head, front and back lamp shielding, and multiple lens options. | http://www.mplighting.com/ProductsOverview.aspx?MainMenu=Systems&SubMenu=DualCircuitRail | x51dc | 3 | X51_render_DC.jpg | 69 | 12 |  |  |  |  | 1
1036 | P01DC | Pendant with small conical glass or metal shade. | http://www.mplighting.com/ProductsOverview.aspx?MainMenu=Systems&SubMenu=DualCircuitRail | p01dc | 3 | P01_render_DC.jpg | 69 | 12 |  |  |  |  | 1
1037 | P02DC | Pendant with large conical glass or metal shade. | http://www.mplighting.com/ProductsOverview.aspx?MainMenu=Systems&SubMenu=DualCircuitRail | p02dc | 3 | P02_render_DC.jpg | 69 | 12 |  |  |  |  | 1
1038 | P11DC | Pendant with colored opalescent glass shade. | http://www.mplighting.com/ProductsOverview.aspx?MainMenu=Systems&SubMenu=DualCircuitRail | p11dc | 3 | P11_render_DC.jpg | 69 | 12 |  |  |  |  | 1
1039 | P12DC | Pendant with clear or sandblasted glass shade. | http://www.mplighting.com/ProductsOverview.aspx?MainMenu=Systems&SubMenu=DualCircuitRail | p12dc | 3 | P12_render_DC.jpg | 69 | 12 |  |  |  |  | 1
1040 | P22DC | Pendant with clear dichroic glass shade. | http://www.mplighting.com/ProductsOverview.aspx?MainMenu=Systems&SubMenu=DualCircuitRail | p22dc | 3 | P22_render_DC.jpg | 69 | 12 |  |  |  |  | 1
1041 | P24DC | Pendant with clear ribbed glass or solid metal shade. | http://www.mplighting.com/ProductsOverview.aspx?MainMenu=Systems&SubMenu=DualCircuitRail | p24dc | 3 | P24_render_DC.jpg | 69 | 12 |  |  |  |  | 1
1042 | P36DC | Pendant with clear outer shade and frosted inner shade. | http://www.mplighting.com/ProductsOverview.aspx?MainMenu=Systems&SubMenu=DualCircuitRail | p36dc | 3 | P36_render_DC.jpg | 69 | 12 |  |  |  |  | 1
1043 | P45DC | Pendant with dome shaped frosted opalescent glass. | http://www.mplighting.com/ProductsOverview.aspx?MainMenu=Systems&SubMenu=DualCircuitRail | p45dc | 3 | P45_render_DC.jpg | 69 | 12 |  |  |  |  | 1
1044 | P46DC | Pendant with frosted opalescent glass shade. | http://www.mplighting.com/ProductsOverview.aspx?MainMenu=Systems&SubMenu=DualCircuitRail | p46dc | 3 | P46_render_DC.jpg | 69 | 12 |  |  |  |  | 1
1045 | P55DC | Pendant with fused crystal glass cube shade. | http://www.mplighting.com/ProductsOverview.aspx?MainMenu=Systems&SubMenu=DualCircuitRail |  | 3 | P55_render_DC.jpg | 69 | 12 |  |  |  |  | 1
1046 | P81DC | Pendant with white opalescent glass shade. | http://www.mplighting.com/ProductsOverview.aspx?MainMenu=Systems&SubMenu=DualCircuitRail |  | 3 | P81_render_DC.jpg | 69 | 12 |  |  |  |  | 1
1047 | P96DC | Pendant with cylinder shaped frosted opalescent glass | http://www.mplighting.com/ProductsOverview.aspx?MainMenu=Systems&SubMenu=DualCircuitRail |  | 3 | P96_render_DC.jpg | 69 | 12 |  |  |  |  | 1
1048 | 8" CFL Cylinders | Used to achieve direct illumination patterns on vertical walls or columns. This luminaire is ideal for a wide variety of commercial, retail, hospitality and institutional applications where the added energy benefit of compact fluorescent sources is required. | http://www.prescolite.com/products/8_cfl_cylinders/?pbid=94169 | 8"-cfl-cylinders | 2 | 8Inch-CFL-CylinderWallMount_Prescolite.jpg | 80 | 4 |  |  |  |  | 1
1049 | ALCF | A compact fluorescent step light is an ideal solution for a wide variety of interior applications including commercial, retail and residential projects. The faceplates with optional outlets and toggle switches are convenient for movie theaters or commercial spaces where additional electrical outlets are required. | http://www.prescolite.com/products/alcf/?pbid=94169 | alcf | 2 | ALCF-AisleLights_Prescolite.jpg | 80 | 4 |  |  |  |  | 1
1050 | AL Series | An incandescent step light is an ideal solution for a wide variety of interior applications including commercial, retail, and residential projects. The faces plates with optional outlets and toggle switches are convenience for movie theaters or commercial spaces where additional electrical outlets are required. | http://www.prescolite.com/products/al_series/?pbid=94169 | al-series | 2 | ALSeries-AisleLights_Prescolite.jpg | 80 | 4 |  |  |  |  | 1
1051 | 93 Series | An architectual, heavy-duty, weatherproof recessed wall luminaire capable of providing low glare walk and stairway illumination for nighttime security and orientation around building exteriors. | http://www.prescolite.com/products/93_series/?pbid=94169 | 93-series | 2 | 93Series-HOAisleLights_Prescolite.jpg | 80 | 4 | 13 |  |  |  | 1
1052 | 10" CFL Cylinders | Used to achieve direct illumination patterns on vertical walls or columns. Ideal for a wide variety of commercial, retail, hospitality and institutional applications where the added energy benefit of compact fluorescent sources is required. | http://www.prescolite.com/products/10_cfl_cylinders/?pbid=94169 | 10"-cfl-cylinders | 2 | 10Inch-CFL-CylinderWallMount_Prescolite.jpg | 80 | 4 |  |  |  |  | 1
1053 | 10" HID Cylinders | Wall mounted, enclosed and gasketed wet location cylinder. Ideal for a large variety of indoor and outdoor applications including commercial, retain and transportation facilities that require the additional lumen output of an HID luminaire. | http://www.prescolite.com/products/10_hid_cylinders/?pbid=94169 | 10"-hid-cylinders | 2 | 10Inch-HID-CylinderWallMount_Prescolite.jpg | 80 | 4 |  |  |  |  | 1
1054 | 37 Series | A heavy-duty, energy efficient compact fluorescent step light used for a variety of interior and exterior applications. Fully gasketed, the step light is approved for wet or concrete pour applications | http://www.prescolite.com/products/37_series/?pbid=94169 | 37-series | 2 | 37Series-AisleLights_Prescolite.jpg | 80 | 20 |  |  |  |  | 1
1055 | 13" HID Cylinders | Perfect for a large variety of indoor and outdoor applications including commercial, retail and transportation facilities that require the additional lumen output of an HID luminaire. Features an enclosed and gasketed wet location cylinder. | http://www.prescolite.com/products/13_hid_cylinders/?pbid=94169 | 13"-hid-cylinders | 2 | 13Inch-HID-CylindereWallMount_Prescolite.jpg | 80 | 4 |  |  |  |  | 1
1056 | SLLED1 | A modern low profile, high output LED step light ideal for a wide variety of interior and exterior applications including commercial, retail and residential applications. Suitable for wet location and concrete pour. | http://www.prescolite.com/products/slled1/?pbid=94169 | slled1 | 2 | SLLED1-LED-StepLight_Prescolite.jpg | 80 | 4 | 13 | 2 |  |  | 1
1057 | SLLED2 | LED step light provides a smooth, broad light distribution ideal for a wide variety of interior and exterior applications including commercial, retail and residential applications. Suitable for wet location and concrete pour, | http://www.prescolite.com/products/slled2/?pbid=94169 | slled2 | 2 | SLLED2-LED-StepLight_Prescolite.jpg | 80 | 4 | 13 | 2 |  |  | 1
1058 | SLLED3 | LED step light offering adequate levels of light distribution, wattage consumption, and efficiecy. Ideal for a wide variety of interior and exterior applications including commercial, retail and residential applications. Suitable for wet location and concrete pour, | http://www.prescolite.com/products/slled3/?pbid=94169 | slled3 | 2 | SLLED3-LED-StepLight_Prescolite.jpg | 80 | 4 | 13 | 2 |  |  | 1
1059 | Signos 6 Series | Combines two systems into one, reducing energy requirements as well as initial installation costs. The downlight is created by hand with premium materials and is ideal for contemporary architectural applications with 8', 9' and 10' ceilings | http://www.prescolite.com/products/signos_6_series/?pbid=1051235_1051236 | signos-6-series | 2 | pre_signos6_large.jpg | 80 | 6 | 13 |  |  |  | 1
1060 | Signos 8 Series | Combines two systems into one, reducing energy requirements as well as initial installation costs. The downlight is created by hand with premium materials and is ideal for architectural applications with 9', 10' and 12' ceilings | http://www.prescolite.com/products/signos_8_series/?pbid=1051235_1051237 | signos-8-series | 2 | pre_signos8_large.jpg | 80 | 6 | 13 |  |  |  | 1
1061 | AKTSLED | Lamp rotates 180° both horizontally and vertically for toolless aiming. Perfect for a wide variety of commercial and retail applications. | http://www.prescolite.com/products/aktsled/ | aktsled | 2 | prescolite.akt6led3.jpg | 80 | 12 | 13 |  |  |  | 1
1062 | AKT6LED3 | Lamp rotates 360° horizontally and 180° vertically. Perfect for a wide variety of commercial and retail accent applications. | http://www.prescolite.com/products/akt6led/ | akt6led3 | 2 | prescolite.aktsled.jpg | 80 | 12 | 13 |  |  |  | 1
1063 | Architectural Quest | A contemporary, high tech design track light perfect for a wide variety of commercial and retail environments. | http://www.prescolite.com/products/architectural_quest/ | architectural-quest | 2 | prescolite.architecturalquest.jpg | 80 | 12 |  | 2 |  |  | 1
1064 | Architectural Signos T | Signos T can be configured in literally hundreds of combinations by selecting either Universal or Gimbal foundations in one of three finishes and customizing the fixture with a variety of accessories including glass, solid, and perforated shades and barn doors. | http://www.prescolite.com/products/architectural_signost/ | architectural-signos-t | 2 | prescolite.architecturalsignost.jpg | 80 | 12 |  | 2 |  |  | 1
1065 | Classic Bells | Classic styling integrates well with a wide variety of traditional interiors where surface mounted accent lighting is desired. Spun housing with integral glare reducing black baffle and rotates 90° vertically and 358° horizontally. | http://www.prescolite.com/products/classic_bells/ | classic-bells | 2 | prescolite.classicbells.jpg | 80 | 12 |  | 2 |  |  | 1
1066 | Flat Back Cylinders | Provides a discreet lighting solution that places the emphasis on the lighting effect without drawing excessive attention to the track hardware itself. Fixtures rotate 110° vertically and 358° horizontally and can be incorporated into a wide variety of commercial and retail applications, | http://www.prescolite.com/products/flat_back_cylinders/ | flat-back-cylinders | 2 | prescolite.flatbackcylinders.jpg | 80 | 12 |  | 2 |  |  | 1
1067 | Gimbals | Architectural gimbals rotate 110° vertically and 358° horizontally and features two low voltage lamp choices. Perfect for a wide variety of commercial and retail applications. | http://www.prescolite.com/products/gimbals/ | gimbals | 2 | prescolite.gimbals.jpg | 80 | 12 |  | 2 |  |  | 1
1068 | Line Forms | An alternative for track lighting where visibility to the lamp is desired. Rotates 90° vertically and 358° horizontally with a sleek, distinct contempary appearance. Many commercial and residential applications and interiors can benefit from this particular style. | http://www.prescolite.com/products/line_forms/ | line-forms | 2 | prescolite.lineforms.jpg | 80 | 12 |  | 2 |  |  | 1
1069 | Round Back Cylinders | Provides a discreet lighting solution that places the emphasis on the lighting effect without drawing excessive attention to the track hardware itself. Fixtures rotate 110° vertically and 358° horizontally and can be incorporated into a wide variety of commercial and retail applications, | http://www.prescolite.com/products/round_back_cylinders/ | round-back-cylinders | 2 | prescolite.roundbackcylinders.jpg | 80 | 12 |  | 2 |  |  | 1
1070 | Tech and Stepped Cylinders | Offers a high tech industrial look that can be incorporated into a wide variety of commercial, retail and hospitality applications. Cylinder rotates 110° vertically and 358° horizontally. | http://www.prescolite.com/products/tech_steppedcylinders/ | tech-and-stepped-cylinders | 2 | prescolite.techandsteppedcylinders.jpg | 80 | 12 |  | 2 |  |  | 1
1071 | Theatrical | Offers a contemporary aesthetic style for today's modern applications. | http://www.prescolite.com/products/theatrical/ | theatrical | 2 | prescolite.theatrical.jpg | 80 | 12 |  | 2 |  |  | 1
1072 | Wall Wash | Provides a uniform vertical wall washing illumination for retail and commerical applications. | http://www.prescolite.com/products/wall_wash/ | wall-wash | 2 | prescolite.wallwash.jpg | 80 | 12 |  | 2 |  |  | 1
1073 | Centro Trac | Centro Trac is a versatile low voltage lighting system with clean minimal lines. The Twist & Click system allows the Spotlights to be easily removed for cleaning or relamping. | http://teganlighting.com/index.php/products/trac/centro-trac | tegan-centro-trac | 3 | centro.jpg | 95 | 12 | 13 |  |  |  | 1
1074 | Curved Centro Trac | Centro Trac LED low voltage lighting system can be supplied in custom curved shapes. The clean minimalist Centro Trac can be formed into circles, random curves and waves. Wall or ceiling mount. Twist & Click system for easy removed, cleaning or relamping. |  | tegan-curved-centro-trac | 3 | curved-track-456x939.jpg | 95 | 12 | 13 |  |  |  | 1
1075 | Retrac | Retrac is a new low voltage recessed lighting system. Rated at 300W, Retrac is designed to recess into the wall or ceiling, providing an extremely versatile system for accent illumination. | http://teganlighting.com/index.php/products/trac/retrac-recessed-trac | tegan-retrac | 3 | retrac.jpg | 95 | 12 | 13 |  |  |  | 1
1076 | Duplex Cable | The Duplex Cable System covers a wide range of applications. In its simplest form, cable provides an elegant alternative to Trac and can also be used to create complex systems. | http://teganlighting.com/index.php/products/trac/duplex-cable | tegan-duplex-cable | 3 | cable.jpg | 95 | 12 | 13 |  |  |  | 1
1077 | Pico 1 | The Pico 1W LED Spotlight offers beam patterns of 12° and 30° using optics that can be switched on-site. | http://teganlighting.com/index.php/products/trac/led-spots/pico-1 | tegan-pico-1 | 3 | pico1.jpg | 95 | 12 | 13 |  |  |  | 1
1078 | Pico 1-S | Pico 1 Surface (Pico 1-S) LED Spotlight features an integral monopoint with a remote driver and at only 65mm (2.55”) in height, is ideal for display case applications. | http://teganlighting.com/index.php/products/trac/led-spots/pico-1s | tegan-pico-1s | 3 | pico1s.jpg | 95 | 12 | 13 |  |  |  | 1
1079 | Pico 3 | The Pico 3W LED Spotlight offers beam patterns of 14°, 20° and 30° using optics that can be switched on-site. | http://teganlighting.com/index.php/products/trac/led-spots/pico-3 | tegan-pico-3 | 3 | pico3.jpg | 95 | 12 | 13 |  |  |  | 1
1080 | Oculus-SGS | Oculus-SGS (Short Glare Sheild) LED Spotlight is compact, energy efficient and fully lockable. Equivalent to a Halogen 35W MR-16, the luminaire is available with 12°, 20° and 40° optics, 3000K and 80-85 CRI as standard. | http://teganlighting.com/index.php/products/trac/led-spots/oculus/oculus-sgs | tegan-oculus-sgs | 3 | oculus-sgs.jpg | 95 | 12 | 13 |  |  |  | 1
1081 | Luz-S-D | The Luz-S-D (Surface Mount - Direct) Linear luminaire features an extremely compact aluminum extrusion. Linear LED at 5.5W per ft. in a 1” W x 1.5” H profile with a flush acrylic lens. | http://teganlighting.com/index.php/products/trac/luz/luz-s-d | tegan-luz-s-d | 3 | luz-s-d.jpg | 95 | 12 | 13 |  |  |  | 1
1082 | Luz-S-ID | The Luz-S-D (Surface Mount - Indirect) Linear luminaire features an extremely compact aluminum extrusion. Linear LED at 5.5W per ft. in a 1” W x 1.5” H profile with a flush acrylic lens. | http://teganlighting.com/index.php/products/trac/luz/luz-s-id | tegan-luz-s-id | 3 | luz-s-id.jpg | 95 | 12 | 13 |  |  |  | 1
1083 | Luz-Pendant | The Luz-S-P (Surface Mount - Pendant) Linear luminaire features an extremely compact aluminum extrusion. Linear LED at 5.5W per ft. in a 1” W x 1.5” H profile with a flush acrylic lens. Anodized aluminum finish. | http://teganlighting.com/index.php/products/trac/luz/luz-p-d2 | tegan-luz-pendant | 3 | lux-p-d.jpg | 95 | 12 | 13 |  |  |  | 1
1084 | Claro | Claro is a compact, machined aluminum, low voltage Spotlight featuring a fully adjustable head that can hold up to two Media. Complete range of lenses, glare guards and louvers. Can be specified with Halogen or LED MR-16 lamps. 50W MAX. | http://teganlighting.com/index.php/products/trac/halogen-led-spots/claro | tegan-claro | 3 | claro.jpg | 95 | 12 | 13 |  |  |  | 1
1085 | Argent | Argent is a minimalist, machined aluminum Spotlight. Innovative lockable design allows for full adjustability. Extensive selection of Media and Media Holder options. | http://teganlighting.com/index.php/products/trac/halogen-led-spots/argent | tegan-argent | 3 | argent.jpg | 95 | 12 | 13 |  |  |  | 1
1086 | Axis | The Axis MR-16 Spotlight features an extremely lightweight, low profile design that appears to float between the Duplex Cables. | http://teganlighting.com/index.php/products/trac/halogen-led-spots/axis-spot | tegan-axis-spot-551wx431h | 3 | axis-spot-551wx431h.jpg | 95 | 12 | 13 |  |  |  | 1
1087 | Evo-SGS | The Evo Range is the result of working with Lighting Designers and Architects on museum and gallery projects.The Evo-SGS (Short Glare Sheild) is a lockable MR-16 spotlight. Can be specified with Halogen or LED MR-16 lamps. 50W MAX. Brushed aluminum finish | http://teganlighting.com/index.php/products/trac/halogen-led-spots/evo/evo-sgs | tegan-evo-sgs | 3 | evo-sgs.jpg | 95 | 12 | 13 |  |  |  | 1
1088 | Evo-LGS | The Evo Range is the result of working with Lighting Designers and Architects on museum and gallery projects. The specially designed heat sink and airflow system reduces the lamp and surface temperatures with no light spill. Can be specified with Halogen | http://teganlighting.com/index.php/products/trac/halogen-led-spots/evo/evo-lgs | tegan-evo-lgs | 3 | evo-lgs.jpg | 95 | 12 | 13 |  |  |  | 1
1089 | Evo-AGS | The Evo Range is the result of working with Lighting Designers and Architects on museum and gallery projects.The Evo-AGS (Angled Glare Sheild) is a lockable MR-16 spotlight.Can be specified with Halogen or LED MR-16 lamps. 50W MAX. | http://teganlighting.com/index.php/products/trac/halogen-led-spots/evo/evo-ags | tegan-ags | 3 | evo-ags.jpg | 95 | 12 | 13 |  |  |  | 1
1090 | Trimless Monopoint | The Trimless Monopoint creates an understated connection point for Tegan's full range of Spotlights. Plastering up to the connection plug creates a minimalist ceiling aesthetic. | http://teganlighting.com/index.php/products/trac/monopoints/trimless-monopoint | tegan-monopoint | 3 | trimless-monopoint-fixture.jpg | 95 | 12 | 13 |  |  |  | 1
1091 | Panel Monopoint | The Panel Monopoint is the smallest of Tegan Lighting’s monopoint range. Designed primarily for displays and exhibits, it can be installed in panels up to 12mm (.47") thick. Remote mount Power Supply for LED and Halogen applications. Brushed aluminum fini | http://teganlighting.com/index.php/products/trac/monopoints/panel-monopoint | tegan-panel-monopoint | 3 | panel-monopoint-fixture.jpg | 95 | 12 | 13 |  |  |  | 1
1092 | Flat Plate Monopoint | The Flat Plate Monopoint uses our Click & Twist system recessed into a discreet ceiling plate. Remote mount Power Supply for LED and Halogen applications. Brushed aluminum finish. | http://teganlighting.com/index.php/products/trac/monopoints/flat-plate-monopoint | tegan-flat-plate-monopoint | 3 | flat-plate-monopoint-fixture.jpg | 95 | 12 | 13 |  |  |  | 1
1093 | Power Monopoint | The Power Monopoint is surface mounted to a 4" J-box and incorporates an integral driver or transformer. Brushed aluminum finish. | http://teganlighting.com/index.php/products/trac/monopoints/power-monopoint | tegan-power-monopoint | 3 | power-monopoint-fixture.jpg | 95 | 12 | 13 |  |  |  | 1
1094 | Quadrant Tapered Gem | The Kore Quadrant features a highly intricate design with radiant fins and sculpted contours seamlessly integrating into the Sphere or Tapered Gems. The Tapered GEM is a dual layered cylinder with a frosted center and clear perimeter providing a uniform, | http://teganlighting.com/index.php/products/kore-ambient/quadrant-tapered-gem | tegan-ags | 3 | kore_quad_tappgem-fixture.jpg | 95 | 3 | 13 |  |  |  | 1
1095 | Kore Orb | The Kore Orb features a highly intricate design that is organic in its styling and is the inspiration for our logo. The uniform, luminous, hand blown glass Sphere Gem creates a rhythmic composition with the silver radiant curved fins. | http://teganlighting.com/index.php/products/kore-ambient/orb | tegan-kore-orb | 3 | kore_orb_orb-fixture.jpg | 95 | 3 | 13 |  |  |  | 1
1096 | Quadrant Sphere Gem | The Kore Quadrant features a highly intricate design with radiant fins and sculpted contours seamlessly integrating into the Sphere or TaperedGems. The Sphere Gem provides a uniform, luminous, omnidirectional distribution. | http://teganlighting.com/index.php/products/kore-ambient/quadrant-sphere-gem | tegan-quadrant-tapered-gem | 3 | quad-tappered-orb-fixture.jpg | 95 | 3 | 13 |  |  |  | 1
1097 | Labyrinth Orb | Hand woven, carefully sculpted, and designed to create a soft and subtle light, the Labyrinth Orb, available in 3 sizes and made of spun yarn, brings character to any architectural environment. | http://teganlighting.com/index.php/products/kore-ambient/labyrinth-orb | tegan-labyrinth-orb | 3 | labyrinth-orb-fixture.jpg | 95 | 3 | 13 |  |  |  | 1
1098 | Labyrinth Cylinder | Argent is a minimalist, machined aluminum Spotlight. Innovative lockable design allows for full adjustability. Extensive selection of Media and Media Holder options. LED lamping is available. | http://teganlighting.com/index.php/products/kore-ambient/labyrinth-cylinder | tegan-labyrinth-cylinder | 3 | labyrinth-cylinder-fixture.jpg | 95 | 3 | 13 |  |  |  | 1
1099 | Labyrinth Tapered Cylinder | Hand woven, carefully sculpted, and designed to create a soft and subtle light, the Labyrinth Tapered Cylinder, made of spun yarn, brings character to any architectural environment. | http://teganlighting.com/index.php/products/kore-ambient/labyrinth-tapered-cylinder | tegan-labyrinth-tapered-cylinder | 3 | lab-tappered-cyl-fixture.jpg | 95 | 3 | 13 |  |  |  | 1
1100 | Labyrinth Cuboid | Hand woven, carefully sculpted, and designed to create a soft and subtle light, the Labyrinth Cuboid, made of spun yarn, brings character to any architectural environment. | http://teganlighting.com/index.php/products/kore-ambient/labyrinth-cuboid | tegan-labyrinth-cuboid | 3 | labyrinth_cuboid-fixture.jpg | 95 | 3 | 13 |  |  |  | 1
1101 | Moz Weave | The Moz Weave design is hand-formed, interwoven, Stainless Steel designed to create texture and depth. Unique illumination patterns, revealed at various viewing angles, become dimensional art. A heavy orbital etch pattern creates subtle depth and grain on | http://teganlighting.com/index.php/products/kore-ambient/moz-weave-24 | tegan-moz-weave | 3 | moz-weave-24-fixture.jpg | 95 | 3 | 13 |  |  |  | 1
1102 | Moz Slot | The Moz Slot design features contemporary metal profiles with custom hand-etched patterns. These patterns range from subtle monochromatic bands to “Post Modern” design influences. Most finishes are available in warm or cool tones. | http://teganlighting.com/index.php/products/kore-ambient/moz-slot-24 | tegan-moz-slot | 3 | moz_slot-24-fixture.jpg | 95 | 3 | 13 |  |  |  | 1
1103 | Zia | Zia Shades are woven with natural woven rattan in in two distinct organic compositions. The warm glowing center enhances the free-flowing texture. | http://teganlighting.com/index.php/products/kore-ambient/zia-18 | tegan-zia | 3 | zia-18-fixture.jpg | 95 | 3 | 13 |  |  |  | 1
1104 | Noor | The Noor Shades are created with extraordinary, semi-luminous material with the appearance of high quality leather. Utilizing the latest green technology, this amazing material is made with 51% Silicone, 49% corn-based Polyester with no PVC or solvents. T | http://teganlighting.com/index.php/products/kore-ambient/noor-drum | tegan-noor | 3 | noor-twodrums-fixture.jpg | 95 | 3 | 13 |  |  |  | 1
1105 | Kore Linear Pendant | The Kore LED Linear is a minimalist, luminous approach to linear illumination. | http://teganlighting.com/index.php/products/kore-linear/kore-linear-pendant | tegan-kore-linear-pendant | 3 | kore_linear_26_pendant-fixture.jpg | 95 | 3 | 13 |  |  |  | 1
1106 | Kore Linear Wall | The Kore LED Linear is a minimalist, luminous approach to linear illumination. These fixtures are ADA-compliant and offered in two lengths: 16” and 25”. | http://teganlighting.com/index.php/products/kore-linear/kore-linear-wall | tegan-kore-linear-wall | 3 | kore_linear_wall-fixture.jpg | 95 | 4 | 13 |  |  |  | 1
1107 | Kore Moz Weave Wall | The Moz Weave design is hand-formed, interwoven, Stainless Steel designed to create texture and depth. Unique illumination patterns, revealed at various viewing angles, become dimensional art. | http://teganlighting.com/index.php/products/kore-linear/moz-slot-recessed-wall?id=196 | tegan-kore-moz-weave-wall | 3 | moz_weave_wall-fixture.jpg | 95 | 4 | 13 |  |  |  | 1
1108 | Kore Moz Slot Recessed | The Moz Slot design features contemporary metal profiles with custom hand-etched patterns. These patterns range from subtle monochromatic bands to “Post Modern” design influences. | http://teganlighting.com/index.php/products/kore-linear/moz-slot-recessed-wall | tegan-kore-moz-slot-recessed-wall | 3 | moz-wall-slot-reces-fixture.jpg | 95 | 4 | 13 |  |  |  | 1
1109 | Kore Moz Slot Surface | The Moz Slot design features contemporary metal profiles with custom hand-etched patterns. These patterns range from subtle monochromatic bands to “Post Modern” design influences. | http://teganlighting.com/index.php/products/kore-linear/moz-slot-surface-wall | tegan-kore-moz-slot-surface-wall | 3 | moz-surface-wall-fixture.jpg | 95 | 4 | 13 |  |  |  | 1
1110 | Centro Track Wall Mount | Centro Trac is a versatile low voltage lighting system with clean minimal lines that will complement any architectural design. The Twist & Click system allows the Spotlights to be easily removed for cleaning or relamping. | http://teganlighting.com/index.php/products/trac/centro-trac | tegan-centro-trac-wall-mount | 3 | centro-trac-wall-mount.jpg | 95 | 12 | 13 |  |  |  | 1
1111 | Centro Trac Cantilever | Centro Trac is a versatile low voltage lighting system with clean minimal lines that will complement any architectural design. The Twist & Click system allows the Spotlights to be easily removed for cleaning or relamping. | http://teganlighting.com/index.php/products/trac/centro-trac | tegan-centro-trac-cantilever | 3 | centro_trac-cantilever.jpg | 95 | 12 | 13 |  |  |  | 1
1112 | Axis Spotlight | The Axis MR-16 Spotlight features an extremely lightweight, low profile design that appears to float between the Duplex Cables. | http://teganlighting.com/index.php/products/trac/halogen-led-spots/axis-spot | tegan-axis-spot | 3 | axis-spot.jpg | 95 | 12 | 13 |  |  |  | 1
1113 | Trac Spot Extension | Introducing a Spot Extension for Trac Systems - The Universal 72” Spot Extension (SpotExt72) accessory can be used to extend any Tegan Spot up to 72" from Centro, Duplex Cable, ReTrac or a Monopoint. This new extension can be field cut or can be cut at th | http://teganlighting.com/index.php/new-products | tegan-spot-extension | 3 | spot-extension.jpg | 95 | 12 | 13 |  |  |  | 0
1114 | Moz Weave RectilinearThe Moz Weave design is hand-formed, interwoven, Stainless Steel designed to create texture and depth. Unique illumination patterns, revealed at various viewing angles, become dimensional art |  | http://teganlighting.com/index.php/products/kore-linear/moz-weave-24-rectilinear | tegan-moz-weave-rectilinear | 3 | moz-weave-24linear-fixture.jpg | 95 | 9 | 13 |  |  |  | 1
1115 | Labyrinth Custom | Custom Colors are available in standard or custom sizes up to 5’. Hand-woven, carefully sculpted, and designed to create a soft and subtle light, the Labyrinth series of spun custom color yarn luminaires bring character to any architectural environment. These unique lighting sculptures are available in standard and custom shapes, allowing an artful lighting design | http://teganlighting.com/index.php/products/kore-ambient/labyrinth-custom | tegan-labyrinth-custom | 3 | labyrinth-custom-551x431.jpg | 95 | 3 | 13 |  |  |  | 1
1116 | Labyrinth Natural Hemp | Natural Hemp is available in standard or custom sizes up to 5’. Hand-woven, carefully sculpted, and designed to create a soft and subtle light, the Labyrinth series of Natural Hemp luminaires bring character to any architectural environment. These unique lighting sculptures are available in standard and custom shapes | http://teganlighting.com/index.php/products/kore-ambient/labyrinth-natural-hemp | tegan-labyrinth-natural-hemp | 3 | labyrinth-hemp-551x431.jpg | 95 | 3 | 13 |  |  |  | 1
1117 | Noor Drum Square | The Noor Shades are created with extraordinary, semi-luminous material with the appearance of high quality leather. Utilizing the latest green technology, it is the first true environmental alternative to vinyl and polyurethane | http://teganlighting.com/index.php/products/kore-ambient/noor-square | tegan-noor-drum-square | 3 | noor-twosquares-fixture.jpg | 95 | 3 | 13 |  |  |  | 1
1118 | Moz Slot Rectilinear | The Moz Slot design features contemporary metal profiles with custom hand-etched patterns. These patterns range from subtle monochromatic bands to “Post Modern” design influences. Most finishes are available in warm or cool tones | http://teganlighting.com/index.php/products/kore-linear/moz-slot-24-rectilinear | tegan-moz-slot-rectilinear | 3 | moz_slot-24rectilinear-fixture.jpg | 95 | 3 | 13 |  |  |  | 1
1119 | Atlantis | SEEMINGLY ALIVE, ATLANTIS’ SHIMMERING LIGHT CREATES A VIBRANT SOURCE OF ENERGY. ITS MESMERIZING, ORGANIC EFFECT IS CREATED BY HUNDREDS OF ILLUMINATED LENGTHS OF DRAPED, NICKEL CHAIN. LIKE WATER IN THE OCEAN, ATLANTIS’ CHAINS APPEAR LIQUID, CASCADING OVER | http://www.terzani.com/en/products/preciousdesign/atlantis | terzani-atlantis | 4 | terzani-luce-pensata-30815-2012052517051438-atlantis_s_08.jpg | 96 | 3 |  |  |  |  | 1
1120 | Stream | ANOTHER STUNNING DESIGN FROM CHRISTIAN LAVA, STREAM IS AN IMPRESSIVE PRESENCE IN ANY ROOM. LIKE CHRISTIAN’S OTHER WORKS FOR TERZANI, MIRAGE AND ETOILE, STREAM’S DESIGN EXPLOITS THE PHYSICAL CHARACTERISTICS OF THE MATERIALS USED TO ENVELOP A ROOM IN A UNIQ | http://www.terzani.com/en/products/preciousdesign/stream | terzani-stream | 4 | terzani-luce-pensata-16419-2012052517054014-stream_s_02.jpg | 96 | 3 |  |  |  |  | 1
1121 | Soscik | TERZANI CONTINUES TO REINVENT THE CLASSICS. WITH SOSCIK, THAT COMBINES TRADITIONAL, ARTISAN TECHNIQUES WITH CUTTING-EDGE TECHNOLOGY TO GIVE THE TRADITIONAL CHANDELIER A MODERN UPDATE. CREATED BY INTERLACING METAL CHAIN OVER A NICKEL-PLATED FRAME, SOSCIK C | http://www.terzani.com/en/products/preciousdesign/soscik | terzani-soscik | 4 | terzani-luce-pensata-95775-2012052517053320-soscik_s_02.jpg | 96 | 3 |  |  |  |  | 1
1122 | Volver | THIS GEOMETRIC DESIGN COMBINES THIN NICKEL CHAINS WITH THE LATEST IN LED TECHNOLOGY TO CREATE A LIGHT THAT IS BOTH ELEGANT AND MODERN. A BREATH OF NEW LIGHT, VOLVER MELDS TECHNOLOGY AND ART TO ACHIEVE A NEW LEVEL OF LUXURY. WILL BE AVAILABLE IN A CIRCULAR | http://www.terzani.com/en/products/preciousdesign/volver | terzani-volver | 4 | terzani-luce-pensata-52030-2013112714022620-volver_s_06.jpg | 96 | 3 |  |  |  |  | 1
1123 | Tresor | AN IMPECCABLE ADDITION TO ANY SPACE, TRESOR’S HAND-MADE DESIGN AND PRECIOUS METAL “COINS” CREATE SCINTILLATING HALOS OF LIGHT. RECALLING DISCOVERED TREASURE, THE LAYERS OF GOLD OR SILVER LEAF CREATE A RICH, LUXURIOUS LIGHT. AVAILABLE IN A RANGE OF SIZES, | http://www.terzani.com/en/products/preciousdesign/tresor | terzani-tresor | 4 | terzani-luce-pensata-68140-2012052810101907-tresor_s.jpg | 96 | 3 |  |  |  |  | 1
1124 | Sea Urchin | SHARING THE COMMITMENT TO PUSHING THE BOUNDARIES OF DESIGN AND ARTISTRY, TERZANI IS PLEASED TO ANNOUNCE A SPECIAL COLLABORATION WITH MAURIZIO GALANTE, WHO HAS DESIGNED RICCIO SUSPENDED LIGHT. DRAWING FROM THE HAUTE COUTURE DESIGNER’S UNIQUE UNIVERSE, SEA | http://www.terzani.com/en/products/preciousdesign/sea%20urchin | terzani-sea-urchin | 4 | terzani-luce-pensata-13950-2012052815034731-sea_urchin_s_06.jpg | 96 | 3 |  |  |  |  | 1
1125 | Etoile | A CELESTIAL SUSPENSION OF INTERWOVEN NICKEL-PLATED METAL SHAFTS, ETOILE TWINKLES IN ALL DIRECTIONS CREATING A GENTLE PLAY OF LIGHT AND SHADOW FOR ANY SPACE. DESIGN CHRISTIAN LAVA. | http://www.terzani.com/en/products/preciousdesign/etoile | terzani-etoile | 4 | terzani-luce-pensata-41230-2013072514022914-etoile_s_05.jpg | 96 | 3 |  |  |  |  | 1
1126 | Argent | WITH THIS NEW SUSPENSION LIGHT, DESIGNER DODO ARSLAN CREATES A SHIMMERING, SILVER CLOUD. ARGENT CONSISTS OF METAL DISCS THAT HAVE BEEN METICULOUSLY SHAPED BY HAND BY TERZANI CRAFTSMEN INTO CLUSTERS. | http://www.terzani.com/en/products/preciousdesign/argent | terzani-argent | 4 | terzani-luce-pensata-76735-2012112212125314-argent_s_07.jpg | 96 | 3 |  |  |  |  | 1
1127 | I Lucci Argentati | I LUCCI ARGENTATI DRAWS FROM NATURE TO CREATE A WHIMSICAL, YET MODERN LIGHT. RECALLING A SCHOOL OF FISH DARTING THROUGH FRESHWATER, IT CREATES A MESMERIZING LUMINESCENCE. SETS OF 22 SLEEK LIGHTS COMBINE TO FORM A STUNNING PENDANT WITH THIN INCISIONS ALONG | http://www.terzani.com/en/products/preciousdesign/i%20lucci%20argentati | terzani-i-lucci-argentati | 4 | terzani-luce-pensata-16892-2012052811110520-i_lucci_argentati_s_02.jpg | 96 | 3 |  |  |  |  | 1
1128 | Calle | IT SHOWCASES OUR SKILL AT CRAFTING CRYSTAL TO TAKE THE MATERIAL TO AN EXCITING, MODERN PLACE. LUCA AND MATTIA WORKED WITH OUR RAFTSMEN TO CREATE A SLENDER INVERTED FLUTE OF 24% LEAD CRYSTAL THAT, LIKE THE CALLA LILY IT MIMICS, CAN BE GROUPED INTO STUNNING | http://www.terzani.com/en/products/preciousdesign/calle | terzani-calle | 4 | terzani-luce-pensata-89446-201404149093320-calle_s_04.jpg | 96 | 3 |  |  |  |  | 1
1129 | Mizu | MIZU IS A CUSTOMIZABLE PENDANT LIGHT FROM TERZANI. LIKE WATER DROPLETS, NO TWO MIZU ARE ALIKE, EACH CRYSTAL SHAPE IS UNIQUE AND MADE METICULOUSLY BY HAND. USING ONLY THE CLEAREST CRYSTAL (24% LEAD), MIZU PERFECTLY EMULATES WATER’S REFRACTION OF LIGHT, CAS | http://www.terzani.com/en/products/preciousdesign/mizu | terzani-mizu | 4 | terzani-luce-pensata-83337-2014052311115257-mizu_s_11.jpg | 96 | 3 |  |  |  |  | 1
1130 | Shar Pei | SHAR PEI, DESIGNED BY LUCA MARTORANO AND MATTIA ALBICINI, EMPLOYS SHEATHS OF “WRINKLED” CRYSTAL THAT TAKE THEIR CUES FROM SHAR PEI PUPPIES. THE “CUTE FACTOR” IS REPLACED BY A STUNNING AND ELEGANT DISPLAY CREATED BY THE PROJECTION OF LIGHT THROUGH THE UNDU | http://www.terzani.com/en/products/preciousdesign/shar%20pei | terzani-shar-pei | 4 | terzani-luce-pensata-99733-2014091211114559-shar_pei_s.jpg | 96 | 3 |  |  |  |  | 1
1131 | Angel Falls | FOR HIS LATEST WORK FOR TERZANI, NIGEL COATES, WELL KNOWN FOR HIS UNORTHODOX APPROACH TO DESIGN, HAS CREATED AN ENGAGING, UNIQUE LIGHT. CUSTOMIZABLE GROUPS OF HAND MADE CRYSTAL (24% LEAD) “ANGELS” ARE ILLUMINATED BY HALOGEN OR LED LAMPS. | http://www.terzani.com/en/products/preciousdesign/angel%20falls | terzani-angel-falls | 4 | terzani-luce-pensata-85118-2012112214023758-angel_falls_s_04.jpg | 96 | 3 |  |  |  |  | 1
1132 | Imprint | CAPTURING A MOMENT IN TIME, FRAME FEATURES A METAL CORAL LEAF, ENCLOSED INSIDE A BOROSILICATE GLASS PRESERVING A DELICATE IMPRINT OF NATURE . HIDDEN INSIDE IS A SINGLE BULB WHICH GLOWS FROM WITHIN. CREATING A STIRRING LIGHT THAT PROJECTS A DYNAMIC SHADOW | http://www.terzani.com/en/products/preciousdesign/frame | terzani-imprint | 4 | terzani-luce-pensata-21203-2012052811114125-frame_s_04.jpg | 96 | 3 |  |  |  |  | 1
1133 | Iceberg | ICEBERG LIGHT CREATES A SPECTACULAR, LUMINOUS PIECE THROUGH THE USE OF OVER 3,600 PLEXYGLASS TUBES. SIMILAR TO LIGHT REFRACTING THROUGH WATER, THE ILLUMINATION CREATED BY ICEBERG IS BOTH BRILLIANT AND NATURAL, METICULOUSLY HANDCRAFTED, EACH LIGHT IS A UNI | http://www.terzani.com/en/products/preciousdesign/iceberg | terzani-iceberg | 4 | terzani-luce-pensata-68840-2012052811113214-iceberg_s.jpg | 96 | 3 |  |  |  |  | 1
1134 | Bond | BOND’S BANDS OF LIGHT EXPOSE A DECEPTIVELY LUXURIOUS INTERIOR. UNDER THE GLASS EXTERIOR, LAYS A CORE OF GOLD LEAF THAT CREATES A DEEP, COMPLEX RADIANCE. THE OVERALL GLOW IS INTENSIFIED BY INCISIONS THAT EMIT FOCUSED, DRAMATIC LINES OF LIGHT. EXTREMELY VER | http://www.terzani.com/en/products/preciousdesign/bond | terzani-bond | 4 | terzani-luce-pensata-61726-2012052812121905-bond_s.jpg | 96 | 3 |  |  |  |  | 1
1135 | G.r.a. | THIS CLEAN, PRECISE FORM IS THE RESULT OF HOURS OF LABOR BY OUR ARTISANS, WHO METICULOUSLY WELD EACH RING TOGETHER. G.R.A. IS A DELICATE, REFINED PENDANT WHOSE INTRICATE SHAPE BELIES ITS ROMANTIC GLOW. | http://www.terzani.com/en/products/preciousdesign/g.r.a | terzani-gra | 4 | terzani-luce-pensata-87447-2012052815034118-gra_s.jpg | 96 | 3 |  |  |  |  | 1
1136 | Orten'zia | RECALLING THE NATURAL BEAUTY OF A FLOWER, ORTEN’ZIA HAND-SOLDERED “PETALS” EMANATE A UNIQUE GLOW, IMMERSING THE ENTIRE ROOM IN A GLIMMERING LIGHT. | http://www.terzani.com/en/products/preciousdesign/orten%27zia | terzani-orten'zia | 4 | terzani-luce-pensata-21279-2012052812121139-ortenzia_c.jpg | 96 | 3 |  |  |  |  | 1
1137 | Magdalena | REACHING INSIDE TRADITIONAL FORMS, MAGDALENA’S LASER-CUT, HORIZONTAL OPENINGS ALLOW FOR ITS LIGHT TO EXPAND ITS RANGE TO THE ENTIRE ROOM. CREATING AN ALLURING PATTERN OF LIGHT AND SHADOW, MAGDALENA HIGHLIGHTS THE SHAPE OF THE ROOM ITSELF. | http://www.terzani.com/en/products/preciousdesign/magdalena | terzani-magdalena | 4 | terzani-luce-pensata-71880-2012052816044418-magdalena_s_04.jpg | 96 | 3 |  |  |  |  | 1
1138 | Glamour | GLAMOUR’S RANDOMLY INTERSPERSED RINGS IMBUE THIS DESIGN WITH A SEDUCTIVENESS RARELY APPLIED TO GEOMETRIC SHAPES. WHETHER FINISHED IN GOLD, NICKEL OR WHITE, THE DIFFUSED LIGHT EMANATING BEHIND GLAMOUR’S RINGS BATHES THE SURROUNDING AREA IN A SOFT, SENSUOUS | http://www.terzani.com/en/products/preciousdesign/glamour | terzani-glamour | 4 | terzani-luce-pensata-24898-2012052817051201-glamour_s_02.jpg | 96 | 3 |  |  |  |  | 1
1139 | Untitled | A POWERFUL WORK OF ART HAS A UNIQUE MEANING FOR EACH VIEWER. WITH UNTITLED, LASER-CUT STAINLESS STEEL FRAMES CREATE A DEPTH AND COMPLEXITY THAT CHANGES AT EVERY ANGLE, PROVIDING A DYNAMIC ELEMENT TO ANY SPACE. | http://www.terzani.com/en/products/preciousdesign/untitled | terzani-untitled | 4 | terzani-luce-pensata-70712-2012053011113256-untitled_w.jpg | 96 | 3 |  |  |  |  | 1
1140 | Wabi | INFLUENCED BY THE RUSTIC SIMPLICITY OF THE MULBERRY TREE, NICOLAS TERZANI SET OUT TO CREATE A PIECE THAT DELIVERED THE SAME QUIET, HARMONIOUS ELEGANCE. | http://www.terzani.com/en/products/preciousdesign/wabi | terzani-wabi | 4 | terzani-luce-pensata-60333-2012053014025020-wabi_w.jpg | 96 | 4 |  |  |  |  | 1
1141 | Hook | HOOK, COMPRISED OF A SERIES OF ARCHED ARMS, CREATES AN ENTICING LIGHT THAT DRAWS PEOPLE TOWARDS IT. BATHING THE ROOM IN A SOFT GLOW, VIEWERS ARE EASILY CAPTURED BY HOOK’S INVITING ELEGANCE. ITS CLEAN DESIGN LENDS WELL IN A VARIETY OF SETTINGS, | http://www.terzani.com/en/products/preciousdesign/hook | terzani-hook | 4 | terzani-luce-pensata-99862-2012053011114428-hook_s.jpg | 96 | 3 |  |  |  |  | 1
1142 | Bobino | THE WIRE-WRAPPED FRAME OF BOBINO ENCASES A SIMPLE, CLEAN SPOTLIGHT, PERFECT FOR SHOWCASING A SPECIAL OBJECT OR AREA. CREATED WITH OVER 16 METERS OF METAL WIRE, THIS COMPACT DESIGN BELIES AN ELEGANT COMPLEXITY. | http://www.terzani.com/en/products/preciousdesign/bobino | terzani-bobino | 4 | terzani-luce-pensata-15490-2012053012122729-bobino_s.jpg | 96 | 3 |  |  |  |  | 1
1143 | Zig-Zag | EITHER ALONE OR A GROUP, ZIG-ZAG IS A TRULY UNIQUE WAY TO ADD LIGHT TO ANY SPACE. INTENDED TO LEAN NONCHALANTLY AGAINST A WALL, THE SOFT GLOW FROM THE NOTCHED, ZIG-ZAG OPENINGS CREATES A COMFORTABLE AMBIENCE WHILE ADDING A DISTINCTLY PROGRESSIVE DESIGN EL | www.terzani.com/en/products/preciousdesign/zig-zag | terzani-zig-zag | 4 | terzani-luce-pensata-30184-2012053012123849-zig_zag_f_02.jpg | 96 | 3 |  |  |  |  | 1
1144 | Hugo | SOME DESIGNS ARE STRONG ENOUGH TO STAND ALONE. THESE ARE THE PIECES THAT TRANSFORM SPACES AND INSPIRE VIEWERS. HUGO, A UNIQUE SCULPTURE CREATED BY TERZANI’S MASTER CRAFTSMEN, IS COMPOSED OF HAND-FORGED METAL STEMS, ENCASING A SINGLE LIGHT. | http://www.terzani.com/en/products/preciousdesign/hugo | terzani-hugo | 4 | terzani-luce-pensata-00589-2012053012124209-hugo_f_03.jpg | 96 | 4 |  |  |  |  | 0
1145 | Atlantis 2 | SEEMINGLY ALIVE, ATLANTIS’ SHIMMERING LIGHT CREATES A VIBRANT SOURCE OF ENERGY. ITS MESMERIZING, ORGANIC EFFECT IS CREATED BY HUNDREDS OF ILLUMINATED LENGTHS OF DRAPED, NICKEL CHAIN. LIKE WATER IN THE OCEAN, ATLANTIS’ CHAINS APPEAR LIQUID, CASCADING OVER | http://www.terzani.com/en/products/preciousdesign/atlantis/2 | terzani-atlantis-2 | 4 | terzani-luce-pensata-01152-2012052517050840-atlantis_s_04.jpg | 96 | 3 |  |  |  |  | 1
1146 | Atlantis 3 | SEEMINGLY ALIVE, ATLANTIS’ SHIMMERING LIGHT CREATES A VIBRANT SOURCE OF ENERGY. ITS MESMERIZING, ORGANIC EFFECT IS CREATED BY HUNDREDS OF ILLUMINATED LENGTHS OF DRAPED, NICKEL CHAIN. LIKE WATER IN THE OCEAN, ATLANTIS’ CHAINS APPEAR LIQUID, CASCADING OVER | http://www.terzani.com/en/products/preciousdesign/atlantis/9 | terzani-atlantis-3 | 4 | terzani-luce-pensata-23565-2012052516043656-atlantis_s_02.jpg | 96 | 3 |  |  |  |  | 1
1147 | Stream 2 | ANOTHER STUNNING DESIGN FROM CHRISTIAN LAVA, STREAM IS AN IMPRESSIVE PRESENCE IN ANY ROOM. LIKE CHRISTIAN’S OTHER WORKS FOR TERZANI, MIRAGE AND ETOILE, STREAM’S DESIGN EXPLOITS THE PHYSICAL CHARACTERISTICS OF THE MATERIALS USED TO ENVELOP A ROOM IN A UNIQ | http://www.terzani.com/en/products/preciousdesign/stream | terzani-stream-2 | 4 | terzani-luce-pensata-73141-2013072513010111-stream_s_06.jpg | 96 | 3 |  |  |  |  | 1
1148 | Volver 2 | THIS GEOMETRIC DESIGN COMBINES THIN NICKEL CHAINS WITH THE LATEST IN LED TECHNOLOGY TO CREATE A LIGHT THAT IS BOTH ELEGANT AND MODERN. A BREATH OF NEW LIGHT, VOLVER MELDS TECHNOLOGY AND ART TO ACHIEVE A NEW LEVEL OF LUXURY. WILL BE AVAILABLE IN A CIRCULAR | http://www.terzani.com/en/products/preciousdesign/volver/0 | terzani-volver-2 | 4 | terzani-luce-pensata-39359-2014091210105614-volver_s_08.jpg | 96 | 3 |  |  |  |  | 1
1149 | Etoile 2 | A CELESTIAL SUSPENSION OF INTERWOVEN NICKEL-PLATED METAL SHAFTS, ETOILE TWINKLES IN ALL DIRECTIONS CREATING A GENTLE PLAY OF LIGHT AND SHADOW FOR ANY SPACE. DESIGN CHRISTIAN LAVA. | http://www.terzani.com/en/products/preciousdesign/etoile/0 | terzani-etoile-2 | 4 | terzani-luce-pensata-78053-2012052810102829-etoile_s.jpg | 96 | 3 |  |  |  |  | 1
1150 | Etoile 3 | A CELESTIAL SUSPENSION OF INTERWOVEN NICKEL-PLATED METAL SHAFTS, ETOILE TWINKLES IN ALL DIRECTIONS CREATING A GENTLE PLAY OF LIGHT AND SHADOW FOR ANY SPACE. DESIGN CHRISTIAN LAVA. | http://www.terzani.com/en/products/preciousdesign/etoile/0 | terzani-etoile-3 | 4 | terzani-luce-pensata-22428-2013072516042902-etoile_s_03.jpg | 96 | 3 |  |  |  |  | 1
1151 | G.r.a. 2 | THIS CLEAN, PRECISE FORM IS THE RESULT OF HOURS OF LABOR BY OUR ARTISANS, WHO METICULOUSLY WELD EACH RING TOGETHER. G.R.A. IS A DELICATE, REFINED PENDANT WHOSE INTRICATE SHAPE BELIES ITS ROMANTIC GLOW. | http://www.terzani.com/en/products/preciousdesign/g.r.a/0 | terzani-gra-2 | 4 | terzani-luce-pensata-18130-2012052815034520-gra_s_02.jpg | 96 | 3 |  |  |  |  | 1
1152 | Magdalena 2 | REACHING INSIDE TRADITIONAL FORMS, MAGDALENA’S LASER-CUT, HORIZONTAL OPENINGS ALLOW FOR ITS LIGHT TO EXPAND ITS RANGE TO THE ENTIRE ROOM. CREATING AN ALLURING PATTERN OF LIGHT AND SHADOW, MAGDALENA HIGHLIGHTS THE SHAPE OF THE ROOM ITSELF. | http://www.terzani.com/en/products/preciousdesign/magdalena | terzani-magdalena-2 | 4 | terzani-luce-pensata-14537-2012052816044109-magdalena_s_03.jpg | 96 | 3 |  |  |  |  | 1
1153 | Atlantis Wall | SEEMINGLY ALIVE, ATLANTIS’ SHIMMERING LIGHT CREATES A VIBRANT SOURCE OF ENERGY. ITS MESMERIZING, ORGANIC EFFECT IS CREATED BY HUNDREDS OF ILLUMINATED LENGTHS OF DRAPED, NICKEL CHAIN. LIKE WATER IN THE OCEAN, ATLANTIS’ CHAINS APPEAR LIQUID, | http://www.terzani.com/en/products/preciousdesign/atlantis/6 | terzani-atlantis-wall | 4 | terzani-luce-pensata-63498-2012052517052312-atlantis_w_02.jpg | 96 | 4 |  |  |  |  | 1
1154 | Atlantis Wall 2 | SEEMINGLY ALIVE, ATLANTIS’ SHIMMERING LIGHT CREATES A VIBRANT SOURCE OF ENERGY. ITS MESMERIZING, ORGANIC EFFECT IS CREATED BY HUNDREDS OF ILLUMINATED LENGTHS OF DRAPED, NICKEL CHAIN. LIKE WATER IN THE OCEAN, ATLANTIS’ CHAINS APPEAR LIQUID, | http://www.terzani.com/en/products/preciousdesign/atlantis/6 | terzani-atlantis-wall-2 | 4 | terzani-luce-pensata-91970-2012052517052355-atlantis_w.jpg | 96 | 4 |  |  |  |  | 1
1155 | Stream Wall | ANOTHER STUNNING DESIGN FROM CHRISTIAN LAVA, STREAM IS AN IMPRESSIVE PRESENCE IN ANY ROOM. LIKE CHRISTIAN’S OTHER WORKS FOR TERZANI, MIRAGE AND ETOILE, STREAM’S DESIGN EXPLOITS THE PHYSICAL CHARACTERISTICS OF THE MATERIALS USED TO ENVELOP A ROOM IN A UNIQ | http://www.terzani.com/en/products/preciousdesign/stream/4 | terzani-stream-wall | 4 | terzani-luce-pensata-51700-201207029090724-stream_w.jpg | 96 | 4 |  |  |  |  | 1
1156 | Tresor Wall | AN IMPECCABLE ADDITION TO ANY SPACE, TRESOR’S HAND-MADE DESIGN AND PRECIOUS METAL “COINS” CREATE SCINTILLATING HALOS OF LIGHT. RECALLING DISCOVERED TREASURE, THE LAYERS OF GOLD OR SILVER LEAF CREATE A RICH, LUXURIOUS LIGHT. AVAILABLE IN A RANGE OF SIZES, | http://www.terzani.com/en/products/preciousdesign/tresor/3 | terzani-tresor-wall | 4 | terzani-luce-pensata-07911-2012052810101638-tresor_s_02.jpg | 96 | 4 |  |  |  |  | 1
1157 | Etoile Wall | A CELESTIAL SUSPENSION OF INTERWOVEN NICKEL-PLATED METAL SHAFTS, ETOILE TWINKLES IN ALL DIRECTIONS CREATING A GENTLE PLAY OF LIGHT AND SHADOW FOR ANY SPACE. DESIGN CHRISTIAN LAVA. | http://www.terzani.com/en/products/preciousdesign/etoile/3 | terzani-etoile-wall | 4 | terzani-luce-pensata-06612-2013072516041845-etoile_w_02.jpg | 96 | 4 |  |  |  |  | 1
1158 | Argent Wall | WITH THIS NEW SUSPENSION LIGHT, DESIGNER DODO ARSLAN CREATES A SHIMMERING, SILVER CLOUD. ARGENT CONSISTS OF METAL DISCS THAT HAVE BEEN METICULOUSLY SHAPED BY HAND BY TERZANI CRAFTSMEN INTO CLUSTERS. | http://www.terzani.com/en/products/preciousdesign/i%20lucci%20argentati/3 | terzani-argent-wall | 4 | terzani-luce-pensata-56040-2013050214021929-i_lucci_argentati_w_03.jpg | 96 | 4 |  |  |  |  | 1
1159 | Orten'zia Wall | RECALLING THE NATURAL BEAUTY OF A FLOWER, ORTEN’ZIA HAND-SOLDERED “PETALS” EMANATE A UNIQUE GLOW, IMMERSING THE ENTIRE ROOM IN A GLIMMERING LIGHT. | http://www.terzani.com/en/products/preciousdesign/orten%27zia/3 | terzani-orten'zia -wall | 4 | terzani-luce-pensata-53523-2012052811115845-ortenzia_w.jpg | 96 | 4 |  |  |  |  | 1
1160 | Oren'zia Wall 2 | RECALLING THE NATURAL BEAUTY OF A FLOWER, ORTEN’ZIA HAND-SOLDERED “PETALS” EMANATE A UNIQUE GLOW, IMMERSING THE ENTIRE ROOM IN A GLIMMERING LIGHT. | http://www.terzani.com/en/products/preciousdesign/orten%27zia/3 | terzani-orten'zia-wall-2 | 4 | terzani-luce-pensata-64924-2012052811115930-ortenzia_w_02.jpg | 96 | 4 |  |  |  |  | 1
1161 | Beholder Wall | A POWERFUL WORK OF ART HAS A UNIQUE MEANING FOR EACH VIEWER. WITH UNTITLED, LASER-CUT STAINLESS STEEL FRAMES CREATE A DEPTH AND COMPLEXITY THAT CHANGES AT EVERY ANGLE, PROVIDING A DYNAMIC ELEMENT TO ANY SPAC | http://www.terzani.com/en/products/preciousdesign/untitled/0 | terzani-beholder-wall | 4 | terzani-luce-pensata-44073-2012053011113304-untitled_w.jpg | 96 | 4 |  |  |  |  | 1
1162 | Beholder | A POWERFUL WORK OF ART HAS A UNIQUE MEANING FOR EACH VIEWER. WITH UNTITLED, LASER-CUT STAINLESS STEEL FRAMES CREATE A DEPTH AND COMPLEXITY THAT CHANGES AT EVERY ANGLE, PROVIDING A DYNAMIC ELEMENT TO ANY SPAC | http://www.terzani.com/en/products/preciousdesign/untitled/0 | terzani-beholder | 4 | terzani-luce-pensata-91060-2012053011113321-untitled_s.jpg | 96 | 3 |  |  |  |  | 1
1163 | Stream Ceiling | ANOTHER STUNNING DESIGN FROM CHRISTIAN LAVA, STREAM IS AN IMPRESSIVE PRESENCE IN ANY ROOM. LIKE CHRISTIAN’S OTHER WORKS FOR TERZANI, MIRAGE AND ETOILE, STREAM’S DESIGN EXPLOITS THE PHYSICAL CHARACTERISTICS OF THE MATERIALS USED TO ENVELOP A ROOM IN A UNIQUE, IMMERSIVE LIGHT | http://www.terzani.com/en/products/preciousdesign/stream/3 | terzani-stream-ceiling | 4 | terzani-luce-pensata-34425-2012072012121257-stream_c.jpg | 96 | 5 |  |  |  |  | 1
1164 | Stream Ceiling 2 | ANOTHER STUNNING DESIGN FROM CHRISTIAN LAVA, STREAM IS AN IMPRESSIVE PRESENCE IN ANY ROOM. LIKE CHRISTIAN’S OTHER WORKS FOR TERZANI, MIRAGE AND ETOILE, STREAM’S DESIGN EXPLOITS THE PHYSICAL CHARACTERISTICS OF THE MATERIALS USED TO ENVELOP A ROOM IN A UNIQUE, IMMERSIVE LIGHT | http://www.terzani.com/en/products/preciousdesign/stream/3 | terzani-stream-ceiling-2 | 4 | terzani-luce-pensata-51700-201207029090724-stream_w.jpg | 96 | 5 |  |  |  |  | 1
1165 | Soscik Ceiling | TERZANI CONTINUES TO REINVENT THE CLASSICS. WITH SOSCIK, THAT COMBINES TRADITIONAL, ARTISAN TECHNIQUES WITH CUTTING-EDGE TECHNOLOGY TO GIVE THE TRADITIONAL CHANDELIER A MODERN UPDATE. CREATED BY INTERLACING METAL CHAIN OVER A NICKEL-PLATED FRAME, SOSCIK C | http://www.terzani.com/en/products/preciousdesign/soscik/3 | terzani-soscik-ceiling | 4 | terzani-luce-pensata-38515-2012052517053419-soscik_c.jpg | 96 | 5 |  |  |  |  | 1
1166 | Tresor Ceiling | AN IMPECCABLE ADDITION TO ANY SPACE, TRESOR’S HAND-MADE DESIGN AND PRECIOUS METAL “COINS” CREATE SCINTILLATING HALOS OF LIGHT. RECALLING DISCOVERED TREASURE, THE LAYERS OF GOLD OR SILVER LEAF CREATE A RICH, LUXURIOUS LIGHT. AVAILABLE IN A RANGE OF SIZES, | http://www.terzani.com/en/products/preciousdesign/tresor/2 | terzani-tresor-ceiling | 4 | terzani-luce-pensata-65825-2012052810101315-tresor_c.jpg | 96 | 5 |  |  |  |  | 1
1167 | Orten'zia Ceiling 1 | RECALLING THE NATURAL BEAUTY OF A FLOWER, ORTEN’ZIA HAND-SOLDERED “PETALS” EMANATE A UNIQUE GLOW, IMMERSING THE ENTIRE ROOM IN A GLIMMERING LIGHT. | http://www.terzani.com/en/products/preciousdesign/orten%27zia/2 | terzani-orten'zia -ceiling | 4 | terzani-luce-pensata-21279-2012052812121139-ortenzia_c.jpg | 96 | 5 |  |  |  |  | 1
1168 | Orten'zia Ceiling 2 | RECALLING THE NATURAL BEAUTY OF A FLOWER, ORTEN’ZIA HAND-SOLDERED “PETALS” EMANATE A UNIQUE GLOW, IMMERSING THE ENTIRE ROOM IN A GLIMMERING LIGHT. | http://www.terzani.com/en/products/preciousdesign/orten%27zia/2 | terzani-orten'zia -ceiling | 4 | terzani-luce-pensata-36626-2012052812121241-ortenzia_c_02.jpg | 96 | 5 |  |  |  |  | 1
1169 | Glamour Ceiling | GLAMOUR’S RANDOMLY INTERSPERSED RINGS IMBUE THIS DESIGN WITH A SEDUCTIVENESS RARELY APPLIED TO GEOMETRIC SHAPES. WHETHER FINISHED IN GOLD, NICKEL OR WHITE, THE DIFFUSED LIGHT EMANATING BEHIND GLAMOUR’S RINGS BATHES THE SURROUNDING AREA IN A SOFT, SENSUOUS | http://www.terzani.com/en/products/preciousdesign/glamour/2 | terzani-glamour-ceiling | 4 | terzani-luce-pensata-66349-2012052817051141-glamour_c.jpg | 96 | 5 |  |  |  |  | 1
1170 | Quad Wide Suspension | Quad is the simply designed and crisply executed linear luminaire for circulation, general, and utility applications. | http://www.lumenwerx.com/product?category=quad | quad-wide-suspension | 4 | Quad.jpg | 62 | 9 | 13 |  |  |  | 1
1171 | Quad Narrow Suspension | Quad is the simply designed and crisply executed linear luminaire for circulation, general, and utility applications. | http://www.lumenwerx.com/product?category=quad | quad-narrow-suspension | 4 | quad.narrow.jpg | 62 | 9 | 13 |  |  |  | 1
1172 | Camber Suspension | Camber is a linear LED pendant luminaire with a thin, articulated profile. Using advanced LED engines and optical control, Camber provides wide spread uplight and well controlled downlight | http://www.lumenwerx.com/product?category=camber | camber-suspension | 4 | camber.jpg | 62 | 9 | 13 |  |  |  | 1
1173 | Cava Curve Suspension-Direct | Cava is a linear LED pendant or recessed luminaire with a remarkably comfortable and surprising appearance. Using completely concealed and indirect LED arrays, | http://www.lumenwerx.com/product?category=cava | cava-curve-suspension-direct | 4 | cava.curve.jpg | 62 | 9 | 13 |  |  |  | 1
1174 | Cava Curve Suspension-Indirect | Cava is a linear LED pendant or recessed luminaire with a remarkably comfortable and surprising appearance. Using completely concealed and indirect LED arrays, | http://www.lumenwerx.com/product?category=cava | cava-curve-suspension-indirect | 4 | cava.curve.jpg | 62 | 9 | 13 |  |  |  | 1
1175 | Cava Square Suspension-Direct | Cava is a linear LED pendant or recessed luminaire with a remarkably comfortable and surprising appearance. Using completely concealed and indirect LED arrays, | http://www.lumenwerx.com/product?category=cava | cava-square-suspension-direct | 4 | cava.square.jpg | 62 | 9 | 13 |  |  |  | 1
1176 | Cava Square Suspension-Indirect | Cava is a linear LED pendant or recessed luminaire with a remarkably comfortable and surprising appearance. Using completely concealed and indirect LED arrays, | http://www.lumenwerx.com/product?category=cava | cava-square-suspension-indirect | 4 | cava.square.jpg | 62 | 9 | 13 |  |  |  | 1
1177 | Reveal Suspension | Reveal is a linear LED pendant luminaire with a thin, articulated profile. Using advanced LED engines and optical control, Reveal provides wide spread uplight and well controlled downlight | http://www.lumenwerx.com/product?category=revealimage | reveal-suspension | 4 | reveal.suspension.jpg | 62 | 9 | 13 |  |  |  | 1
1178 | Via 1.5 Lineo Suspension | Via 1.5 is the elegant, ultra-compact and flexible linear LED luminaire system for pendant, surface, and recessed or in-wall installation, whether as discrete luminaires, continuous runs, or patterns | http://www.lumenwerx.com/product?category=via1.5 | via1.5-lineo-supsension | 4 | via.suspension.jpg | 62 | 9 | 13 |  |  |  | 1
1179 | Via 1.5 Plus Suspension | VIA 1.5 PLUS combines the elegance of Via 1.5 with the added architectural element of a lens which protrudes 1/2" below the surface plane | http://www.lumenwerx.com/product?category=via1.5plus | via1.5-plus-lineo-supsension | 4 | via.suspension.jpg | 62 | 9 | 13 |  |  |  | 1
1180 | Via 2 Lineo Suspension | Via 2 is the elegant and flexible linear LED luminaire system for pendant, surface, and recessed or in-wall installation, whether as discrete luminaires, continuous runs, or patterns. | http://www.lumenwerx.com/product?category=via2 | via2-lineo-supsension | 4 | via.1.5 plus.jpg | 62 | 9 | 13 |  |  |  | 1
1181 | Nova 2 x 2 Recessed | Nova is an efficient architectural LED troffer with a distinctive luminous shielding that distributes gentle brightness from the sides of its central optical element. | http://www.lumenwerx.com/product?category=novatype1 | nova-2x2-recessed | 4 | nova.jpg | 62 | 7 | 13 |  |  |  | 1
1182 | Nova 2 x 4 Recessed | Nova is an efficient architectural LED troffer with a distinctive luminous shielding that distributes gentle brightness from the sides of its central optical element. | http://www.lumenwerx.com/product?category=novatype1 | nova-2x4-recessed | 4 | getfile.nova.2x4.php.jpg | 62 | 7 | 13 |  |  |  | 1
1183 | Pendalum CFL | The Pendalum collection provides contemporary industrial styling and is ideal for a wide variety of applications including retail stores, commercial offices, schools, grocery stores, restaurants, and airport terminals. | http://www.prescolite.com/products/pendalumcfl | pendalum-cfl | 2 | pre_pencfl_large.jpg | 80 | 3 |  |  |  |  | 1
1184 | Pendalum LED | Pendalum LED luminaires are superior alternatives to traditional low bay fixtures and cylinders. | http://www.prescolite.com/products/pendalum_led | pendalum-led | 2 | pre_penled_large.jpg | 80 | 3 | 13 |  |  |  | 1
1185 | 6" Cylinders | Simple, classically designed 6" incandescent cylinders, scaled for general use in ceilings where recessed depth is not available. | http://www.prescolite.com/products/6_inc_cylinders | 6"-cylinder | 2 | pre_6cyl_large.jpg | 80 | 3 |  |  |  |  | 1
1186 | 9" Cylinders | Simple, classically designed 9" compact fluorescent cylinders, scaled for general use in ceilings where recessed depth is not available. | http://www.prescolite.com/products/9_cfl_cylinders | 9"-cyclinder | 2 | pre_9cflcyl_large.jpg | 80 | 3 |  |  |  |  | 1
1187 | LBSLEDA | Designed for use in new construction or retrofit IC or Non-IC applications | http://www.prescolite.com/products/lbsleda | lbsleda | 2 | pre_lbsleda_large.jpg | 80 | 5 | 13 |  |  |  | 1
1188 | 9400 INC Round Drum A Lamp | The 9400 Series is a family of surface-mounted drum lights commonly used for economy-driven of utility spaces | http://www.prescolite.com/products/9inch9400incdrum | 9400-inc-round-drum-a-lamp | 2 | pre_9400_large.jpg | 80 | 5 |  |  |  |  | 1
1189 | 9400 Round | This drum light is ideal for a wide variety of commercial and residential applications including kitchen, bath, hall, and laundry areas. | http://www.prescolite.com/products/9inch9400drumlights | 9400-round-drum | 2 | pre_9400_large.jpg | 80 | 5 |  |  |  |  | 1
1190 | 10" 9400 Round | This drum light is ideal for a wide variety of commercial and residential applications including kitchen, bath, hall, and laundry areas. | http://www.prescolite.com/products/10inch9400drumlights | 10"-9400-round | 2 | pre_9400_large.jpg | 80 | 5 |  |  |  |  | 1
1191 | CFSCB | The CFSCB series is a low profile, surface mounted cross baffle cylinder for low ceiling applications with limited plenum space. | http://www.prescolite.com/products/cfscb | cfscb | 2 | pre_cfscb_large.jpg | 80 | 4 |  |  |  |  | 1
1192 | LD6 LED Wall Cylinder | Prescolite's 6" LED cylinders provide an innovative way to achieve illumination patterns on vertical surfaces and paths of regress. | http://www.prescolite.com/products/ld6 | ld6-led-wall-cylinder | 2 | pre_ld6_large.jpg | 80 | 4 | 13 | 2 |  |  | 1
1193 | LBC6 Wall Cylinder | Nominal 6" cylinders designed to be used with the LiteBox LB6LEDA series trims. | http://www.prescolite.com/products/lbc6 | lbc6-wall-cylinder | 2 | pre_lbc6_large.jpg | 80 | 4 | 13 |  |  |  | 1
1194 | 3" INC Wall Cylinder | Simple, classically designed 3" incandescent cylinders, scaled for general use in ceilings where recessed depth is not available. | http://www.prescolite.com/products/3_inc_cylinders | 3"-inc-wall-cylinder | 2 | pre_35cyl_large.jpg | 80 | 4 |  |  |  |  | 1
1195 | 5" INC Wall Cylinder | Simple, classically designed 5" incandescent cylinders, scaled for general use in ceilings where recessed depth is not available. | http://www.prescolite.com/products/5_inc_cylinders | 5"-inc-wall-cylinder | 2 | pre_35cyl_large.jpg | 80 | 4 |  |  |  |  | 1
1196 | CFL Square Cylinder | 6 3/4" CFL Down, Up/Down or Pendant mount Square Cylinders | http://www.prescolite.com/products/6_34_cfl_square_cylinders |  | 2 | pre_db6_large.jpg | 80 | 4 |  |  |  |  | 1
1197 | 6 3/4" HID Square Cylinder | 6 3/4" HID Down, Up/Down or Pendant mount Square Cylinders | http://www.prescolite.com/products/6_34_hid_square_cylinders | 6"3/4-hid-square-cylinder | 2 | pre_db6_large.jpg | 80 | 4 |  |  |  |  | 1
1198 | 7" CFL Round Cylinder | Heavy wall-extruded aluminum | http://www.prescolite.com/products/7_cfl_round_cylinders | 7"-cfl-round-cylinder | 2 | pre_db7_large.jpg | 80 | 4 |  |  |  |  | 1
1199 | 7" HID Round Cylinders | 7" HID Down, Up/Down or Pendant mount Round Cylinders | http://www.prescolite.com/products/7_hid_round_cylinders |  | 2 | pre_db7_large.jpg | 80 | 4 |  |  |  |  | 1
1200 | T4 Quartz Cylinders | Available in spot, medium, and flood distributions, these 8" T4 cylinders are available in both 250W and 500W versions for both wall and pendant mount applications. | http://www.prescolite.com/products/t4quartzcylinders | t4-quartz-cylinders | 2 | t4quarts.jpg | 80 | 4 |  |  |  |  | 1
1201 | P4D | Optimized for T8 and T5 technology, P4D provides maximum value and performance in a low-profile desig | http://www.columbialighting.com/products/p4d | columbia-p4d | 2 | col_p4d_large.jpg | 21 | 5 |  |  |  |  | 1
1202 | LBIL LED | LBIL maximizes energy savings in these spaces by intelligently managing illumination levels to avoid wasted watts. | http://www.columbialighting.com/products/lbil | lbil-led | 2 | lbil.jpg | 21 | 5 | 13 | 2 |  |  | 1
1203 | LTRE LED | Transition® LED Enclosed High Efficiency Architectural Lens (LTRE) is an architectural direct / indirect with a curved lens fully enclosing the lamp compartment. | http://www.columbialighting.com/products/ltre | ltre-led | 2 | tre_ltre_2x4.jpg | 21 | 5 | 13 |  |  |  | 1
1204 | LSER LED | Serrano® LED brings cutting edge solid state technology into an architecturally styled luminaire | http://www.columbialighting.com/products/lser | lser-led | 2 | lser.jpg | 21 | 5 | 13 |  |  |  | 1
1205 | LSER LED | Serrano® LED brings cutting edge solid state technology into an architecturally styled luminaire | http://www.columbialighting.com/products/lser | lser-led-recessed | 2 | lser.jpg | 21 | 7 | 13 |  |  |  | 1
1206 | BIL - Bi-Level Luminaire | Columbia’s Bi-Level Luminaire is the perfect solution for stairwells, as well as other low-occupancy areas such as storerooms, restrooms, and parking structures | http://www.columbialighting.com/products/bil | bil-bi-level-luminaire | 2 | col_bil_large.jpg | 21 | 5 |  | 2 |  |  | 1
1207 | JT8 Dedicated T8 Lensed Troffer | This dedicated T8 troffer has hemmed edges and a reinforced housing. Light leaks are eliminated with a mechanical light trap. Recessed, surface and cable mount options make the JT8 a truly versatile lighting product. | http://www.columbialighting.com/products/jt8 | jt8-dedicated-t8-lensed-troffer | 2 | col_jt8_large.jpg | 21 | 5 |  | 2 |  |  | 1
1208 | JT8 Dedicated T8 Lensed Troffer | This dedicated T8 troffer has hemmed edges and a reinforced housing. Light leaks are eliminated with a mechanical light trap. Recessed, surface and cable mount options make the JT8 a truly versatile lighting product. | http://www.columbialighting.com/products/jt8 | jt8-dedicated-t8-lensed-troffer | 2 | col_jt8_large.jpg | 21 | 7 |  | 2 |  |  | 1
1209 | LJT LED Troffer | Easy to understand, LJT is a direct replacement for T8 and offers the right options for versatility of use across a wide range of project types | http://www.columbialighting.com/products/ljt | ljt-led-troffer | 2 | ljt_2x2.jpg | 21 | 5 | 13 |  |  |  | 1
1210 | LJT LED Troffer | Easy to understand, LJT is a direct replacement for T8 and offers the right options for versatility of use across a wide range of project types | http://www.columbialighting.com/products/ljt | ljt-led-troffer | 2 | ljt_2x2.jpg | 21 | 5 | 13 | 2 |  |  | 1
1211 | RLA Recessed LED Architectural | An architectural style luminaire with four LED color choices, four lumen packages per size, and five driver options. | http://www.columbialighting.com/products/rla | rla-recessed-led-architectural | 2 | rla.jpg | 21 | 5 | 13 |  |  |  | 1
1212 | RLA Recessed LED Architectural | An architectural style luminaire with four LED color choices, four lumen packages per size, and five driver options. | http://www.columbialighting.com/products/rla | rla-recessed-led-architectural | 2 | rla.jpg | 21 | 7 | 13 |  |  |  | 1
1213 | 45 Recessed | The 45 series is a specification-grade luminaire with a full 4" deep parabolic louver for maximum lamp shielding. | http://www.columbialighting.com/products/45 | 45-recessed-parabolic | 2 | col_45_large.jpg | 21 | 7 |  |  |  |  | 1
1214 | EMX Parabolic | The EnergyMax® Parabolic luminaire is a system of tuned components designed to provide the perfect balance between light output and energy conservation. | http://www.columbialighting.com/products/emx | emx-parabolic | 2 | col_emx_large.jpg | 21 | 7 |  |  |  |  | 1
1215 | FW Flourescent Wall Wash | The Fluorescent Wall Wash optimizes lamp output effectiveness by directing the majority of light output to the vertical surface where it is needed. | http://www.columbialighting.com/products/fw | fw-flourescent-wall-wash | 2 | col_fw_large.jpg | 21 | 7 |  |  |  |  | 1
1216 | HC Low Glare Parabolic | The HC High Comfort parabolic provides RP-1 compliant, low-glare illumination for applications that require superb glare control. | http://www.columbialighting.com/products/hc | hc-low-glare-parabolic | 2 | col_hc_large.jpg | 21 | 7 |  |  |  |  | 1
1217 | HH/HV Recessed HID Parabolic | The HH (horizontal lamp) and HV (vertical lamp) HID luminaire provides an aesthetically pleasing way to employ HID sources in recessed ceiling applications. | http://www.columbialighting.com/products/hhhv | hh-hv-recessed-hid-parabolic | 2 | col_hhhv_large.jpg | 21 | 7 |  |  |  |  | 1
1218 | P2 High Efficiency Static Parabolic | P2 Parabolic's unique louver design maximizes the fixture aperture and provides a clean appearance without the visual disruption of a black revea | http://www.columbialighting.com/products/p2 | p2-high-efficiency-static-parabolic | 2 | col_p2_large.jpg | 21 | 7 |  |  |  |  | 1
1219 | P4 Small Cell Recessed Parabolic | Small cell parabolic louver designs provide a softer, low glare louver appearance and increased architectural detailing in a full-featured P4 housing. | http://www.columbialighting.com/products/p4_small_cell | p4-small-cell-recessed-parabolic | 2 | col_p4smallcell_large.jpg | 21 | 7 |  |  |  |  | 1
1220 | P4D | Optimized for T8 and T5 technology, P4D provides maximum value and performance in a low-profile desig | http://www.columbialighting.com/products/p4d | columbia-p4d | 2 | col_p4d_large.jpg | 21 | 7 |  | 2 |  |  | 1
1221 | PW Parawash Recessed Wall Wash | The Parawash is an ideal luminaire for wall washing and display lighting and also can be used to eliminate the so-called "cave effect" associated with parabolic troffers. | http://www.columbialighting.com/products/pw | pw-parawash-recessed-wall-wash | 2 | col_pw_large.jpg | 21 | 7 |  |  |  |  | 1
1222 | VHC Low Glare 9" Parabolic | The VHC Very High Comfort parabolic provides comfortable, energy-saving illumination for areas demanding superb glare control. | http://www.columbialighting.com/products/vhc | vhc-low-glare-9"-parabolic | 2 | col_vhc_large.jpg | 21 | 5 |  |  |  |  | 1
1223 | VHC Low Glare 9" Parabolic | The VHC Very High Comfort parabolic provides comfortable, energy-saving illumination for areas demanding superb glare control. | http://www.columbialighting.com/products/vhc | vhc-low-glare-9"-parabolic | 2 | col_vhc_large.jpg | 21 | 5 |  |  |  |  | 1
1224 | 4PS Specification Grade Static TrofferColumbia's specification grade static lens troffer maximizes performance through its contoured housing while its 4-sided hemmed edges allow for secure handling. |  | http://www.columbialighting.com/products/4ps | 4ps-specification-grade-static-troffer | 2 | col_4ps_large.jpg | 21 | 5 |  | 2 |  |  | 1
1225 | 4PS Specification Grade Static TrofferColumbia's specification grade static lens troffer maximizes performance through its contoured housing while its 4-sided hemmed edges allow for secure handling. |  | http://www.columbialighting.com/products/4ps | 4ps-specification-grade-static-troffer | 2 | col_4ps_large.jpg | 21 | 7 |  | 2 |  |  | 1
1226 | 4VS Vandal Resistant Specifcation Grade Troffer | The 4VS is a vandal resistant troffer that has its door secured by four or six tamper resistant screws. | http://www.columbialighting.com/products/4vs | 4vs-vandl-resistant-specification-grade-troffer | 2 | col_4vs_large.jpg | 21 | 7 |  |  |  |  | 1
1227 | 5PA Specification Grade Air Handling Troffer | Columbia’s specification grade full air handling troffer has many air handling and control options. | http://www.columbialighting.com/products/5pa | 5pa-specification-grade-air-handling-troffer | 2 | col_5pa_large.jpg | 21 | 7 |  |  |  |  | 1
1228 | LLT LED Lensed Troffer | The LED Lensed Troffer (LLT) combines solid-state lighting technology, excellent efficacies, and long life sustainability in a full family offering for the best in general purpose lighting applications. | http://www.columbialighting.com/products/llt | llt-led-lensed-troffer | 2 | llt_1x4_3q.jpg | 21 | 7 |  |  |  |  | 1
1229 | M46 Specification Grade Circular Regressed Static Troffer | The M46 is a circular regressed static troffer that creates an aesthetic visual appearance. | http://www.columbialighting.com/products/m46 | m46-specification-grade-circular-regressed-troffer | 2 | col_m46_large.jpg | 21 | 7 |  |  |  |  | 1
1230 | ST8 Low Profice Specification Grade TrofferThis shallow lens troffer has been optically designed for T8 technology. |  | http://www.columbialighting.com/products/st8 | st8-lo-profile-specification-grade-troffer | 2 | col_st8_large.jpg | 21 | 7 |  | 2 |  |  | 1
1231 | WT Wet Location Lensed Troffer | The WT troffer is UL listed for wet locations. | http://www.columbialighting.com/products/wt | wt-wet-location-lensed-troffer | 2 | col_wt_large.jpg | 21 | 7 |  |  |  |  | 1
1232 | Cimmaron Solar Post Top | The Cimarron solar LED CR1 unit is used with Hubbell Lighting’s solar lighting package. This DC unit is powered by the solar panel and battery that is custom designed for your location. Typical applications include roadway, parking, area and perimeter lighting. | http://www.spauldinglighting.com/products/cimarron_dc | cimarron-solar-post-top | 2 | spa_cr1d_large.jpg | 86 | 16 |  |  |  |  | 0
1233 | AD Corrider Light | A slim design and unique heat sink embossments make this wrap a great choice for corridor applications where high temperatures are experienced. | http://www.columbialighting.com/products/ad | ad-corrider-light | 2 | col_ad_large.jpg | 21 | 5 |  | 2 |  |  | 1
1234 | AW Low Profile Wraparound | The AW is a low profile wraparound fixture that offers two, three, or four lamp cross sections. | http://www.columbialighting.com/products/aw | aw-low-profile-wraparound | 2 | col_aw_large.jpg | 21 | 5 |  | 2 |  |  | 1
1235 | LAW Low Profile Wraparound | The LAW LED Wraparound from Columbia Lighting has it all.Long life 50,000 hour LEDs at L80 for reduced maintenance | http://www.columbialighting.com/products/law | law-low-profile-wraparound | 2 | law.jpg | 21 | 5 |  | 2 |  |  | 1
1236 | LPT LED Premium Lensed Striplight | This attractive product offers an alternative to open LED striplighting and can be mixed-and-matched with the LWC 10" wide wraparound if desired. | http://www.columbialighting.com/products/lpt | lpt-led-premium-lensed -striplight | 2 | col_lpt.jpg | 21 | 5 | 13 |  |  |  | 1
1237 | LRO LED Lensed Striplight | This commercial grade LED lensed strip is available in 4' or 8' lengths, multiple lumen packages from 2,700 to 19,200 nominal, choice of LED color and an optional integral 1400 lumen battery pack. | http://www.columbialighting.com/products/lro | lro-led-lensed-striplight | 2 | lro.jpg | 21 | 5 | 13 |  |  |  | 1
1238 | LWC LED Premium Wraparound | LWC LED is a premium, 10" wide wraparound with injection molded glowing ends sonically welded to the attractive acrylic prismatic lens. | http://www.columbialighting.com/products/lwc | lwc-led-premium-wraparoundlwc.jpg | 2 | lwc.jpg | 21 | 5 | 13 |  |  |  | 1
1239 | MW/EW Injection Molded/Extruded Wraparound | This premium wraparound fixture features either an injection molded or an extruded acrylic prismatic lens. | http://www.columbialighting.com/products/mwew | mw-ew-injection-molded-extruded-wraparound | 2 | col_mwew_large.jpg | 21 | 5 |  |  |  |  | 1
1240 | PT Premium Corrider Wraparound | This premium corridor wraparound is available with continuous row mounting. | http://www.columbialighting.com/products/pt | pt-premium-corrider-wraparound | 2 | col_pt_large.jpg | 21 | 5 |  |  |  |  | 1
1241 | RO Corridor Wraparound | This corridor wraparound is available in three different length options. | http://www.columbialighting.com/products/ro | ro-corridor-wraparound | 2 | col_ro_large.jpg | 21 | 5 |  |  |  |  | 1
1242 | VL Vandal Resistant Wrap | This vandal resistant wrap is the perfect choice for high abuse areas. | http://www.columbialighting.com/products/vl | vl-vandal-resistant-wrap | 2 | col_vl_large.jpg | 21 | 5 |  |  |  |  | 1
1243 | VR Vandal Restiant Wraparound | This vandal resistant wraparound features one, two, three, and four lamp cross sections. | http://www.columbialighting.com/products/vr | vr-vandal-resistant-wraparound | 2 | col_vr_large.jpg | 21 | 5 |  |  |  |  | 1
1244 | WC Specification Grade Wraparound | This specification grade wraparound has three length options and uses the latest in T8 and T5HO technology. | http://www.columbialighting.com/products/wc | wc-specification-grade-wraparound | 2 | col_wc_large.jpg | 21 | 5 |  | 2 |  |  | 1
1245 | CSR Industrial | This extremely versatile and economical industrial fixture is available with 1, 2 and 3 lamp cross sections with individual or continuous row mounting options. | http://www.columbialighting.com/products/csr | csr-industrial | 2 | col_csr_large.jpg | 21 | 5 |  | 2 |  |  | 1
1246 | IC Premium Turret Industrial | This premium industrial specification grade fixture has a heavy duty, one piece steel housing with embossed ribs and aperture edges that provide superior rigidity. | http://www.columbialighting.com/products/ic | ic-premium-turret-industrialcol_ic_large.jpg | 2 | col_ic_large.jpg | 21 | 5 |  |  |  |  | 1
1247 | KL Premium Industrial | The KL industrial fixture has a wide variety of reflectors available with the capability of individual or continuous row mounting. | http://www.columbialighting.com/products/kl | kl-premium-industrial | 2 | col_kl_large.jpg | 21 | 5 |  | 2 |  |  | 1
1248 | LCL Lensed LED Striplight | Columbia's LCL is an LED striplight with a formed acrylic lens to eliminate pixilation and reduce glare. | http://www.columbialighting.com/products/lcl | lcl-lensed-led-striplight | 2 | lcl.jpg | 21 | 5 | 13 |  |  |  | 1
1249 | LCR LED Industrial Striplight | Columbia's LCR is an LED industrial striplight with reflectors for narrow distribution and aisle lighting. | http://www.columbialighting.com/products/lcr | lcr-led-industrial-striplight | 2 | lcr_lcl.jpg | 21 | 5 | 13 |  |  |  | 1
1250 | LHA Industrial Fluorescent High Bay | LHA high bays are the economical standard for fluorescent high bay lighting with serviceability and performance that is unrivaled in the marketplace. | http://www.columbialighting.com/products/lha | lha-industrial-fluorescent-bay | 2 | col_lhv_large.jpg | 21 | 5 |  | 2 |  |  | 1
1251 | LHB High Performance Shielded High Bay | This high performance high bay offers dedicated louvers to drive light downward to increase efficiencies to up to 98. | http://www.columbialighting.com/products/lhb | lhb-high-performance-shielded-high-bay | 2 | col_lhb_large.jpg | 21 | 5 |  |  |  |  | 1
1252 | LHC Enclosed and Gasketed Linear High Bay | LHC is a high-performance enclosed and gasketed linear high bay luminaire designed to deliver energy efficiency and cost-effective illumination to retail and industrial applications. | http://www.columbialighting.com/products/lhc | lhc-enclosed-gasketed-linear-high-bay | 2 | col_lhc_large.jpg | 21 | 5 |  |  |  |  | 1
1253 | LHE Efficient High Bay | LHE is a high-performance and efficient high bay luminaire designed to deliver cost-effective illumination to retail and industrial applications | http://www.columbialighting.com/products/lhe | lhe-efficient-high-bay | 2 | col_lhe_large.jpg | 21 | 5 |  |  |  |  | 1
1254 | LHG Recessed Fluorescent High BayLHG is a high-performance and efficient recessed high bay luminaire designed to deliver cost-effective illumination to retail and industrial applications. |  | http://www.columbialighting.com/products/lhg | lhg-recessed-fluorescent-high-bay | 2 | col_lhg_large.jpg | 21 | 7 |  |  |  |  | 1
1255 | LHR Ultra Efficient Fluorescent High Bay | The LHR Linear Fluorescent High Bay employs the latest in lamp, ballast, and reflector technology to provide effect, energy-efficient lighting for warehouses, gymnasiums, retail, and manufacturing. | http://www.columbialighting.com/products/lhr | lhr-ultra-efficient-fluorescent -high-bay | 2 | col_lhr_large.jpg | 21 | 5 |  |  |  |  | 1
1256 | LHR Narrow Fluorescent High Bay | The LHR Linear Fluorescent High Bay employs the latest in lamp, ballast, and reflector technology to provide effective, energy-efficient lighting for warehouses, gymnasiums, retail, and manufacturing. | http://www.columbialighting.com/products/lhr_narrow | lhr-narrow-fluorescent-high-bay | 2 | col_lhrnarrow_large.jpg | 21 | 5 |  |  |  |  | 1
1257 | LHS Slim Body Linear High Bay | Realize all the energy saving benefits of fluorescent lighting in high bay lighting applications with the economically designed LHS. | http://www.columbialighting.com/products/lhs | lhs-slim-body-linear-high-bay | 2 | col_lhs_large.jpg | 21 | 5 |  |  |  |  | 1
1258 | LHV Fluorescent High Bay | VersaBay® luminaires are the new industry standard for fluorescent high bay lighting with Advanced Thermal Management, serviceability, and performance that is unrivaled in the marketplace. | http://www.columbialighting.com/products/lhv | lhv-fluorescent-high-bay | 2 | col_lhv_large.jpg | 21 | 5 |  | 2 |  |  | 1
1259 | LLHP LED Premium High Bay | LLHP is a long-life high-efficiency LED high bay product that meets the most restrictive lighting power density codes and typically qualifies for utility rebate programs | http://www.columbialighting.com/products/llhp | llhp-led-premium-high-bay | 2 | llhp_double_3q.jpg | 21 | 5 |  |  |  |  | 1
1260 | LLHV LED High Bay | VersaBay® LED combines powerful, high light output LED technology with remarkable energy savings for a quick return on investment. | http://www.columbialighting.com/products/llhv | llhv-led-high-bay | 2 | llhv_2x4.jpg | 21 | 5 | 13 | 2 |  |  | 1
1261 | CH Heavy Duty Narrow Channel | Smaller profile strip is convenient for utility applications, coves or other confined spaces. | http://www.columbialighting.com/products/ch | ch-heavy-duty-narrow-channel | 2 | col_ch_large.jpg | 21 | 5 |  |  |  |  | 1
1262 | CN/CNSS T5 Channel | Narrow strip designed specifically for T5/T5HO applications offers smallest strip luminaire for coves, indirect lighting and other restricted spaces that require high performance | http://www.columbialighting.com/products/cncnss | cn-cnss-t5-channel | 2 | col_cncnss_large.jpg | 21 | 5 |  |  |  |  | 1
1263 | CS Straight Sided Utility Channel | Standard strip is suitable for utility and light industrial or retail applications. | http://www.columbialighting.com/products/cs | cs-straight-sided-utility-channelcol_cs_large.jpg | 2 | col_cncnss_large.jpg | 21 | 5 |  |  |  |  | 1
1264 | DE Side Lamp Channel | Shallowest profile strip designed for medium bi-pin lamp types. | http://www.columbialighting.com/products/de | dc-straight-sided-channel | 2 | col_de_large.jpg | 21 | 5 |  |  |  |  | 1
1265 | K Heavy Duty Channel | Heavy duty strip with stiffening embossments is suitable for utility and light industrial or retail applications. | http://www.columbialighting.com/products/k | k-heavy-duty-channel | 2 | col_k_large.jpg | 21 | 5 |  |  |  |  | 1
1266 | LCS Open LED Striplight | This versatile strip is perfect for back-of-house locations and offers 50,000 hours at L80 lumen maintenance for many years of dependable service. | http://www.columbialighting.com/products/lcs | lcs-open-led-striplight | 2 | lcs.jpg | 21 | 5 | 13 | 2 |  |  | 1
1267 | SS Staggered Strip | Best for even illumination in continuous row applications with medium bi-pin lamp types. | http://www.columbialighting.com/products/ss | ss-staggered-strip | 2 | col_ss_large.jpg | 21 | 5 |  | 2 |  |  | 1
1268 | 47 Steel or Aluminum All Weather Industrial | Choice of 20 gauge steel or .040" thick aluminum housing. Steel is damp location, aluminum is damp or wet location | http://www.columbialighting.com/products/47 | 47-steel-alluminum-all-weather-industrial | 2 | col_47_large.jpg | 21 | 5 |  |  |  |  | 1
1269 | CRC Cleanroom Class 100 | This recessed sealed troffer is UL listed for Class 1,000 cleanrooms. | http://www.columbialighting.com/products/crc | crc-cleanroom-class-100 | 2 | col_crc_large.jpg | 21 | 5 |  |  |  |  | 1
1270 | CRS Cleanroom Class 1 | This recessed and lensed cleanroom fixture is certified for Class I Cleanroom locations | http://www.columbialighting.com/products/crs | crs-cleanroom-class-1 | 2 | col_crs_large.jpg | 21 | 5 |  |  |  |  | 1
1271 | FDPH Die Cast Performer Series, Hazardous Location | This Performer Series™ fixture has a die cast aluminum housing and a polycarbonate lens standard. | http://www.columbialighting.com/products/fdph | fdps-die-cast-performer-series-hazardous-location | 2 | col_fdph_large.jpg | 21 | 5 |  |  |  |  | 1
1272 | FDPS Die Cast Performer Series, SeThis Performer Series™ fixture is a die cast, copper-free, aluminum housing luminaire with a polycarbonate lens for use in harsh and hazardous applications. vere Environment |  | http://www.columbialighting.com/products/fdps | fdps-die-cast-performer-series-severe-environment | 2 | col_fdps_large.jpg | 21 | 5 |  |  |  |  | 1
1273 | FNPH Performer Series, Hazardous Location | This Performer Series™ hazardous location fixture is constructed of a fiberglass reinforced housing and is ideal for high ambient conditions. | http://www.columbialighting.com/products/fnph | fnph-performer-series-hazardous-location | 2 | col_fnph_large.jpg | 21 | 5 |  |  |  |  | 1
1274 | FNPS Performer Series, Severe EnvironmentThis Performer Series™ enclosed and gasketing fixture is ideal for severe and harsh environments. |  | http://www.columbialighting.com/products/fnps | fnps-performer-series-severe-environement | 2 | col_fnps_large.jpg | 21 | 5 |  |  |  |  | 1
1275 | FNPV Performer Series, Severe Environment | This Performer Series™ enclosed and gasketed fixture is listed for wet locations in either a ceiling or wall mount. | http://www.columbialighting.com/products/fnpv | fnpv-performer-series-severe-environment | 2 | col_fnps_large.jpg | 21 | 5 |  |  |  |  | 1
1276 | LU Enclosed & Gasketed Aluminum Industrial | This enclosed and gasketed fixture is constructed of an aluminum housing and is listed as damp location standard. | http://www.columbialighting.com/products/lu | lu-enclosed-&-gasketed-aluminum-industrial | 2 | col_lu_large.jpg | 21 | 5 |  |  |  |  | 1
1277 | FNPV Performer Series, Severe Environment | This Performer Series™ enclosed and gasketed fixture is listed for wet locations in either a ceiling or wall mount. | http://www.columbialighting.com/products/fnpv | fnpv-performer-series-severe-environment | 2 | col_fnps_large.jpg | 21 | 18 |  |  |  |  | 1
1278 | LXEM LED Enclosed & Gasketed Luminaire | LXEM is a multi-functional enclosed LED product which serves rugged to severe conditions as well as food service areas. | http://www.columbialighting.com/products/lxem | lxem-led-enclosed-&-gasketed-luminaire | 2 | lxem_frosted_lens.jpg | 21 | 5 | 13 | 2 |  |  | 1
1279 | LXEP LED Parking Garage Enclosed & Gasketed | LXEP is specialized for indoor parking garage applications with wide-angle light distribution to light parking bays, low energy use and high lumens per watt. | http://www.columbialighting.com/products/lxep | lxep-led-parking-garage-enclosed-&-gasketed | 2 | lxep.jpg | 21 | 5 | 13 |  |  |  | 1
1280 | LXEW Enclosed & Gasketed High Bay | LXEW Wide-Body Enclosed and Gasketed is as practical as it is flexible with high efficacy LED for low maintenance and energy savings. | http://www.columbialighting.com/products/lxew | lxew-enclosed-&-gasketed-high-bay | 2 | lxew_frosted_lens.jpg | 21 | 5 | 13 |  |  |  | 1
1281 | XEM Enclosed & Gasketed Fiberglass Industrial | XEM is a multi-functional enclosed product which serves rugged to severe conditions as well as food service areas. | http://www.columbialighting.com/products/xem | xem-enclosed-&-gasketed-fiberglass-industiral | 2 | xem.jpg | 21 | 5 |  | 2 |  |  | 1
1282 | XEW Wide body Enclosed & Gasketed Luminaire | XEW provides high light output in a wide, robust housing. | http://www.columbialighting.com/products/xew | xew-wide-body-enclosed-&-gasketed-luminaire | 2 | xew.jpg | 21 | 5 |  | 2 |  |  | 1
1283 | XTS Enclosed & Gasketed Acrylic Tube, Severe Environment | 2-Lamp, energy efficient, enclosed and gasketed lighting suitable for wet locations. | http://www.columbialighting.com/products/xts | xts-enclosed-&-gasketed-acrylic-tube-severe-location | 2 | col_xts_large.jpg | 21 | 5 |  |  |  |  | 1
1284 | Acorn 1920 | Traditional flame style fixture which consists of decoractive cast aluminum fitter, cast ballast housing assembly and polycarbonate clear textured acorn. | http://www.sternberglighting.com/acorn-1920/ | acorn-1920 | 3 | Acorn1920-SitePole_Sternberg.jpg | 91 | 16 |  |  |  |  | 1
1285 | Acorn 1930 | Authentic glass like globe made of tough polycarbonate. It's larger profile makes it ideal for taller poles and arms. It can be mounted on a candy cane pole or a decorative mast arm. | http://www.sternberglighting.com/acorn-1930/ | acorn-1930 | 3 | Acorn1930-SitePole_Sternberg.jpg | 91 | 16 |  |  |  |  | 1
1286 | Avenue B750 | Traditional acorn style fixture which consists of a decorative cast aluminum fitter, cast ballast housing assembly and polycarbonate or acrylic clear textured acorn globe. | http://www.sternberglighting.com/avenue-b750/ | avenue-b750 | 3 | Avenue-B750-SitePole_Sternberg.jpg | 91 | 16 |  |  |  |  | 1
1287 | Avenue B750SRLED | Traditional acorn style fixture provided with a decorative cast aluminum fitter, a polycarbonate or acrylic clear textured acorn and a cast aluminum roof. It has LED light sources and roof mounted, down lighting optics. | http://www.sternberglighting.com/avenue-b750srled/ | avenue-b750srled | 3 | Avenue-B750SRLED-SitePole_Sternberg.jpg | 91 | 16 | 22 |  |  |  | 1
1288 | Avenue XRLED B750 | Versatile conversion kit transforms existing B750 acorns into energy efficient luminaires at significantly reduced maintenance costs. The wide variety of lumen and distrubution options makes this the industry's choice when converting from conventional lamp sources to energy efficient lighting. | http://www.sternberglighting.com/avenue-b750-xrled/ | avenue-xrled-b750 | 3 | Avenue-XRLED-B750-SitePole_Sternberg.jpg | 91 | 16 | 22 |  |  |  | 1
1289 | Avenue B750 PBDR | With Polished Brass Decorative Ring (optional) features a tough acrylic DR street acorn with the authentic ""glass-like"" look mounted on our historic fluted and flared fitter. | http://www.sternberglighting.com/avenue-b750pbdr/ | avenue-b750-pbdr | 3 | Avenue-B750-PBDR-SitePole_Sternberg.jpg | 91 | 16 |  |  |  |  | 1
1290 | Avenue XRLED B750 PBDR | Versatile conversion kit transforms existing B750 acorns into energy efficient luminaires at significantly reduced maintenance costs. The wide variety of lumen and distrubution options makes this the industry's choice when converting from conventional lamp sources to energy efficient lighting. | http://www.sternberglighting.com/avenue-xrled-b750-pbdr/ | avenue-xrled-b750-pbdr | 3 | Avenue-XRLED-B750-PBDR-SitePole_Sternberg.jpg | 91 | 16 | 22 |  |  |  | 1
1291 | Boulevard XRLED D650 | This conversion kit transforms existing Sternberg D650 acorns into energy-efficient luminaires at significantly reduced maintenance costs. The wide variety of lume and distribution options makes this the industry’s choice when converting from conventional lamp sources to energy-efficient lighting. | http://www.sternberglighting.com/boulevard-d650-xrled/ | boulevard-xrled-d650 | 3 | Boulevard-XRLED-D650-SitePole_Sternberg.jpg | 91 | 16 | 22 |  |  |  | 1
1292 | Boulevard D640 | Traditional street acorn is ideal for smaller applications. The fixture is made of vandal resistant clear textured polycarbonate or (DR) dent resistant clear textured acrylic. | http://www.sternberglighting.com/boulevard-d640/ | boulevard-d640 | 3 | Boulevard-D640-SitePole_Sternberg.jpg | 91 | 16 |  |  |  |  | 1
1293 | Boulevard D650SRLED | Traditional acorn style fixture provided with a decorative cast aluminum fitter, a polycarbonate or acrylic clear textured acorn and a cast aluminum roof. It has LED light sources and roof mounted, down lighting optics. | http://www.sternberglighting.com/boulevard-d650srled/ | boulevard-d650srled | 3 | Boulevard-D650SRLED-SitePole_Sternberg.jpg | 91 | 16 | 22 |  |  |  | 1
1294 | Monterro M960SRLED | A shaded acorn style fixture provided with a decorative cast aluminum fitter, a polycarbonate or acrylic clear textured acorn and a cast aluminum roof. The luminaire has LED light sources and roof mounted, down-lighting optics. | http://www.sternberglighting.com/monterro-m960srled/ | monterro-m960srled | 3 | Monterro-M960SRLED-SitePole_Sternberg.jpg | 91 | 16 | 22 |  |  |  | 1
1295 | Old Town A850 | Traditional acorn style fixture which consists of a decorative cast aluminum fitter, cast ballast housing assembly and polycarbonate or acrylic clear textured acorn globe. | http://www.sternberglighting.com/old-town-a850/ | old-town-a850 | 3 | OldTown-A850-SitePole_Sternberg.jpg | 91 | 16 |  |  |  |  | 1
1296 | Old Town XRLED A850 | This conversion kit transforms existing Sternberg A850 acorns into energy-efficient luminaires at significantly reduced maintenance costs. The wide variety of lumen and distribution options makes this the industry’s obvious choice when converting from conventional lamp sources to energy-efficient lighting. | http://www.sternberglighting.com/old-town-a850-xrled/ | old-town-xrled-a850 | 3 | OldTown-XRLED-A850-SitePole_Sternberg.jpg | 91 | 16 | 22 |  |  |  | 1
1297 | Old Town A850SR | Traditional acorn style fixture which consists of a decorative cast aluminum fitter, cast ballast housing assembly and polycarbonate or acrylic clear textured acorn globe. Solid roof for added elegance and reduced side glare and up light. | http://www.sternberglighting.com/old-town-a850sr/ | old-town-a850sr | 3 | OldTown-A850SR-SitePole_Sternberg.jpg | 91 | 16 |  |  |  |  | 1
1298 | Old Town XRLED A850 | This conversion kit transforms existing Sternberg A850 acorns into energy-efficient luminaires at significantly reduced maintenance costs. The wide variety of lumen and distribution options makes this the industry’s obvious choice when converting from conventional lamp sources to energy-efficient lighting. | http://www.sternberglighting.com/old-town/xrled-a850sr/ | old-town-xrled-a850 | 3 | OldTown-XRLED-A850SR-SitePole_Sternberg.jpg | 91 | 16 | 22 |  |  |  | 1
1299 | Old Town A850-SRLED | Traditional acorn style fixture provided with a decorative cast aluminum fitter, a poly-carbonate or acrylic clear textured acorn and a cast aluminum roof. | http://www.sternberglighting.com/old-town-a850srled-/ | old-town-a850-srled | 3 | OldTown-A850SRLED-SitePole_Sternberg.jpg | 91 | 16 | 22 |  |  |  | 1
1300 | Old Town A850/CDR Ring | Traditional acorn style fixture which consists of decorative cast aluminum fitter, cast ballast housing assembly and polycarbonate or acrylic clear textured acorn globe. it shall be appointed with a cast aluminum decorative 4-vane finial. | http://www.sternberglighting.com/old-town-a850-cdr-ring/ | old-town-a850/crd-ring | 3 | OldTown-A850CDR-Ring-SitePole_Sternberg.jpg | 91 | 16 |  |  |  |  | 1
1301 | Old Town XRLED-A850CDR | Conversion kit transforms existing Sternberg A850 acorns into energy-efficient luminaires at significantly reduced maintenance costs. The wide variety of lumen and distribution options makes this the industry’s obvious choice when converting from conventional lamp sources to energy-efficient lighting. | http://www.sternberglighting.com/old-town/xrled-a850cdr/ | old-town-xrled-a850cdr | 3 | OldTown-XRLED-A850CDR-SitePole_Sternberg.jpg | 91 | 16 | 22 |  |  |  | 1
1302 | Elm Street B780 | Decorative acorn style fixture which consists of a decorative cast aluminum fitter, cast ballast housing assembly and polycarbonate or acrylic clear textured acorn globe. It features a fully cast aluminum decorative cage surrounding the acorn. | http://www.sternberglighting.com/elm-street-b780/ | elm-street-b780 | 3 | ElmStreet-B780-SitePole_Sternberg.jpg | 91 | 16 |  |  |  |  | 1
1303 | Frisco A780B | Superbly stylized Victorian fixture which consists of a decorative cast aluminum fitter, decorative cast aluminum cage, cast ballast housing assembly and an acrylic clear lens. It features a fully cast aluminum decorative cage surrounding the acorn with a gracefully detailed aluminum hinged roof. | http://www.sternberglighting.com/frisco-a780b/ | frisco-a780b | 3 | Frisco-A780B-SitePole_Sternberg.jpg | 91 | 16 |  |  |  |  | 1
1304 | Manhattan B790 | Traditional acorn style fixture which consists of a decorative cast aluminum curved cage, fitter, and cast ballast housing assembly and polycarbonate or acrylic clear textured acorn globe. | http://www.sternberglighting.com/manhattan-b790/ | manhattan-b790 | 3 | Manhattan-B790-SitePole_Sternberg.jpg | 91 | 16 |  |  |  |  | 1
1305 | Plaza 1190A | A beautiful acorn style fixture which consists of a decorative cast aluminum curved cage, fitter, solid roof and cast ballast housing assembly and polycarbonate or acrylic clear textured acorn globe. | http://www.sternberglighting.com/plaza-1190a/ | plaza-1190a | 3 | Plaza-1190ALED-SitePole_Sternberg.jpg | 91 | 16 | 22 |  |  |  | 1
1306 | Ripon A LED 1130ALED | An elegantly styled fixture which consists of a decorative cast aluminum fitter, a polycarbonate or clear acrylic textured acorn and a cast aluminum roof. | http://www.sternberglighting.com/ripon-1130aled/ | ripon-a-led-1130aled | 3 | Ripon-1130ALED-SitePole_Sternberg.jpg | 91 | 16 | 22 |  |  |  | 1
1307 | Ripon B LED 1130BLED | The luminaire shall feature a fully cast aluminum decorative cage surrounding the acorn. The cage shall consist of 16 Victorian pallets on the ring and 4 slender “Y” shaped supports. | http://www.sternberglighting.com/ripon-1130bled/ | ripon-b-led-1130bled | 3 | Ripon-1130BLED-SitePole_Sternberg.jpg | 91 | 16 | 22 |  |  |  | 1
1308 | Town Square XRLED A880 | Conversion kit transforms existing Sternberg A880 acorns into energy-efficient luminaires at significantly reduced maintenance costs. The wide variety of lumen and distribution options makes this the industry’s obvious choice when converting from conventional lamp sources to energy-efficient lighting. | http://www.sternberglighting.com/town-square-xrled-a880/ | town-square-xrled-a880 | 3 | TownSquare-XRLED-A880-SitePole_Sternberg.jpg | 91 | 16 | 22 |  |  |  | 1
1309 | Town Square A880SRLED | Traditional acorn style fixture provided with a decorative cast aluminum fitter, a polycarbonate or acrylic clear textured acorn and a cast aluminum cage and roof. | http://www.sternberglighting.com/town-square-a880srled/ | town-square-a880srled | 3 | TownSquare-A880SRLED-SitePole_Sternberg.jpg | 91 | 16 | 22 |  |  |  | 1
1310 | Cambridge A780 - A783 | Superbly stylized Victorian fixture which consists of a decorative cast aluminum fitter, decorative cast aluminum cage, cast ballast housing assembly and acrylic clear lens. It features a fully cast aluminum decorative cage surrounding the acorn with a gracefully detailed aluminum hinged roof. | http://www.sternberglighting.com/cambridge-a780-a783/ | cambridge-a780-a783 | 3 | Cambridge-A780-A783-SitePole_Sternberg.jpg | 91 | 16 |  |  |  |  | 1
1311 | Columbia A753 | Stylized Victorian acorn fixture which consists of a decorative cast aluminum fitter, cast ballast housing assembly and a high efficiency polycarbonate or acrylic prismatic acorn globe. It shall be appointed with a cast aluminum decorative 4-vane finial. | http://www.sternberglighting.com/columbia-a753/ | columbia-a753 | 3 | Columbia-A753-SitePole_Sternberg.jpg | 91 | 16 |  |  |  |  | 1
1312 | Essex G793 G795 | Superbly styled fixture which consists of a decorative cast aluminum fitter, cast ballast housing assembly and a high efficiency prismatic glass acorn. It features a fully cast aluminum decorative cage surrounding the acorn with a gracefully detailed aluminum hinged roof. | http://www.sternberglighting.com/essex-g793/ | essex-g793-g795 | 3 | Essex-G793-SitePole_Sternberg.jpg | 91 | 16 |  |  |  |  | 1
1313 | Frisco A783B - A785B | Superbly stylized Victorian acorn fixture which consists of a decorative cast aluminum fitter, decorative cast aluminum cage, cast ballast housing assembly and a high efficiency polycarbonate or acrylic prismatic lens | http://www.sternberglighting.com/frisco-a783b-a785b/ | frisco-a783b-a785b | 3 | Frisco-A783B-A785B-SitePole_Sternberg.jpg | 91 | 16 |  |  |  |  | 1
1314 | Hometown XRLED G742 G743 G745 | Conversion kit transforms existing Sternberg G742/G743/G745 acorns into energy-efficient luminaires at significantly reduced maintenance costs. The wide variety of options makes this the industry’s choice when converting from conventional lamp sources to energy-efficient lighting. | http://www.sternberglighting.com/g743-hometown-xrled/ | hometown-xrled-g742-g743-g745 | 3 | HomeTown-XRLED-G743-SitePole_Sternberg.jpg | 91 | 16 | 22 |  |  |  | 1
1315 | Hartford G773 | A stylized nostalgic 1920’s glass acorn fixture with distinct styling which consists of a decorative cast aluminum fitter, cast ballast housing assembly and a high efficiency prismatic glass acorn. It features a fully cast aluminum decorative cage surrounding the glass acorn. | http://www.sternberglighting.com/hartford-g773/ | hartford-g773 | 3 | Hartford-G773-SitePole_Sternberg.jpg | 91 | 16 |  |  |  |  | 1
1316 | Midtown G943 | A glass acorn fixture with distinct styling which consists of a decorative cast aluminum fitter, cast ballast housing assembly and a high efficiency prismatic glass acorn. It shall be appointed with or without a cast aluminum decorative 4-vane finial. | http://www.sternberglighting.com/mid-town-g943/ | midtown-g943 | 3 | Midtown-G943-SitePole_Sternberg.jpg | 91 | 16 |  |  |  |  | 1
1317 | Monaco E352 | Stylized lantern fixture which consists of a cast aluminum fitter, cast aluminum cage, cast ballast housing assembly and a high efficiency polycarbonate or acrylic clear textured prismatic lens. | http://www.sternberglighting.com/monaco-e352/ | monaco-e352 | 3 | Monaco-E352-SitePole_Sternberg.jpg | 91 | 16 |  |  |  |  | 1
1318 | New Town A952 / CDR Ring | A distinctive acorn style fixture which consists of a decorative cast aluminum fitter, cast ballast housing assembly and high efficiency polycarbonate or acrylic prismatic acorn globe. | http://www.sternberglighting.com/new-town-a952-cdr-ring/ | new-town-a952/cdr-ring | 3 | NewTown-A952-CDR-Ring-SitePole_Sternberg.jpg | 91 | 16 |  |  |  |  | 1
1319 | Princeton A653 | A stylized Victorian acorn fixture which consists of a decorative cast aluminum fitter, cast ballast housing assembly and a high efficiency polycarbonate or acrylic prismatic acorn globe. | http://www.sternberglighting.com/princeton-a653/ | princeton-a653 | 3 | Princeton-A653-SitePole_Sternberg.jpg | 91 | 16 |  |  |  |  | 1
1320 | Palmetto A453 | It features a gracefully detailed aluminum roof and shall be appointed with a cast aluminum decorative urn finial. | http://www.sternberglighting.com/palmetto-a453/ | palmetto-a453 | 3 | Palmetto-A453-SitePole_Sternberg.jpg | 91 | 16 |  |  |  |  | 1
1321 | Roadway 1430LED | It has LeD light sources and roof mounted, down-lighting optics. | http://www.sternberglighting.com/roadway-1430led/ | roadway-1430led | 3 | Roadway-1430LED-SitePole_Sternberg.jpg | 91 | 16 | 22 |  |  |  | 1
1322 | Roadway 1432 | A decorative cast aluminum fitter, decorative cast aluminum cage, cast ballast housing assembly and a high efficiency polycarbonate or acrylic clear textured prismatic lens. | http://www.sternberglighting.com/roadway-1432/ | roadway-1432 | 3 | Roadway-1432-SitePole_Sternberg.jpg | 91 | 16 |  |  |  |  | 1
1323 | YALE XRLED - A673 | A conversion kit transforms existing Sternberg A673 acorns into energy-efficient luminaires at significantly reduced maintenance costs. The wide variety of lumen and distribution options makes this the industry’s obvious choice when converting from conventional lamp sources to energy-efficient lightning. | http://www.sternberglighting.com/a673-yale-xrled/ | yale-xrled-a673 | 3 | Yale-XRLED-A673-SitePole_Sternberg.jpg | 91 | 16 | 22 |  |  |  | 1
1324 | Yale A670TSRLED | A stylized victorian acorn fixture provided with a decorative cast aluminum fitter, a polycarbonate or acrylic clear textured acorn and a cast aluminum cage and roof. | http://www.sternberglighting.com/yale-a670tsrled/ | yale-a670trstled | 3 | Yale_A670TSRLED.jpg | 91 | 16 | 22 |  |  |  | 1
1325 | Yorktown A A852 | A classic shape acorn fixture which consists of a decorative cast aluminum fitter, cast ballast housing assembly and a high efficiency polycarbonate or acrylic prismatic acorn globe. | http://www.sternberglighting.com/yorktown-a852/ | yorktown-a-a852 | 3 | Yorktown-A-A852_SitePole_Sternberg.jpg | 91 | 16 |  |  |  |  | 1
1326 | Boardwalk 1340 | A classically designed fixture, which consists of a decorative, cast aluminum fitter and gracefully curved basket for its white polycarbonate or acrylic globe. | http://www.sternberglighting.com/boardwalk/ | boardwalk-1340 | 3 | Boardwalk-1340-SitePole_Sternberg.jpg | 91 | 16 |  |  |  |  | 1
1327 | GLOBE / 508 G16 / 508 | A decoratively styled fixture, which consists of a decorative, cast aluminum fitter, cast ballast housing assembly and a white polycarbonate or acrylic globe. | http://www.sternberglighting.com/globe__508/ | globe/508-g16/508 | 3 | Globe-G16-508-SitePole_Sternberg.jpg | 91 | 16 |  |  |  |  | 1
1328 | GLOBE / PF G14 / G24PFLED | A classically Victorian styled globe which consists of a curved cast aluminum dish fitter and a white polycarbonate or acrylic globe. | http://www.sternberglighting.com/globe-pf2/ | globe/pf-g14/g24pfled | 3 | Globe-G13-G24PFLED-SitePole_Sternberg.jpg | 91 | 16 | 22 |  |  |  | 1
1329 | Globe DF G16 / G24DF LED | A decoratively styled fixture provided with a classically Victorian styled globe (white polycarbonate or acrylic) and a decorative, cast aluminum fitter. | http://www.sternberglighting.com/globe_df/ | globe-df-g16/g24df-led | 3 | Globe-G16-G24DFLED-SitePole_Sternberg.jpg | 91 | 16 | 22 |  |  |  | 1
1330 | GLOBE / ART DECO 1 G18 / Art Deco 1 | A decoratively styled fixture, which consists of a decorative, cast aluminum fitter, cast ballast housing assembly and a white polycarbonate or acrylic globe. | http://www.sternberglighting.com/globe__art_deco_l/ | globe/art-deco-1-g18/art-deco-1 | 3 | Globe-G18-ArtDeco1-SitePole_Sternberg.jpg | 91 | 16 |  |  |  |  | 1
1331 | METRO 1330 | A classically designed fixture, which consists of a decorative, cast aluminum basket for its white polycarbonate or acrylic globe. it features a fully cast onepiece aluminum fitter and tenon. | http://www.sternberglighting.com/metro/ | metro-1330 | 3 | Metro-1330-SitePole_Sternberg.jpg | 91 | 16 |  |  |  |  | 1
1332 | Palermo P414 | A classic Mediterranean design series of fixtures. They consist of a decorative cast aluminum fitter with three elegant die-cast supports, aluminum ring and a gracefully curved base. | http://www.sternberglighting.com/palermop414/ | palermo-p414 | 3 | Palermo-P414-SitePole_Sternberg.jpg | 91 | 16 |  |  |  |  | 1
1333 | Palermo P416 | A classic Mediterranean design series of fixtures. They consist of a decorative cast aluminum fitter with three elegant die-cast supports, aluminum ring and a gracefully curved base. | http://www.sternberglighting.com/palermop416/ | palermo-p416 | 3 | Palermo-P416-SitePole_Sternberg.jpg | 91 | 16 |  |  |  |  | 1
1334 | Palermo P420 | A classic Mediterranean design series of fixtures. They consist of a decorative cast aluminum fitter with three elegant die-cast supports, aluminum ring and a gracefully curved base. | http://www.sternberglighting.com/palermop420/ | palermo-p420 | 3 | Palermo-P420-SitePole_Sternberg.jpg | 91 | 16 |  |  |  |  | 1
1335 | Capitol 6130B | A modern replica of an elegantly styled fixture featuring a tapered six sided cage and roof. It features a solid brass dome with a tall cast aluminum decorative finial. | http://www.sternberglighting.com/capitol/ | capitol-6130b | 3 | Capitol-6130B-SitePole_Sternberg.jpg | 91 | 16 |  |  |  |  | 1
1336 | Carson City 1843SRLED | Tradiditionally styled colonial fixture featuring a tapered foursided cage and roof. | http://www.sternberglighting.com/carson-city/ | carson-city-1843srled | 3 | CarsonCity-1843LED-SitePole_Sternberg.jpg | 91 | 16 | 22 |  |  |  | 1
1337 | CLASSIC 8930 | An impressive, historical eightsided fixture. it consists of a decorative cast eight-sided sloped roof with four detailed roof sconces and a unique one-piece cast cage with acrylic lens. | http://www.sternberglighting.com/classic-8930/ | classic-8930 | 3 | Classic-8930-SitePole_Sternberg.jpg | 91 | 16 |  |  |  |  | 1
1338 | CLASSIC II 8830 | A unique eight sided cage with a handsome roof design, vintage filigree brackets and old world post. Shown in Black with clear seeded acrylic lens. | http://www.sternberglighting.com/classic_ii/ | classic-ii-8830 | 3 | Classic-II-8830-SitePole_Sternberg.jpg | 91 | 16 |  |  |  |  | 1
1339 | Colonial 9623TF | A historical four-sided fixture. it consists of a decorative cast roof, a cast cage with a scalloped edging, acrylic lenses and a lift hinge access door and /or hinged roof for relamping. the roof shall be appointed with a decorative cast finial. | http://www.sternberglighting.com/colonial-9623tf/ | colonial-9623tf | 3 | Colonial-9623TF-SitePole_Sternberg.jpg | 91 | 16 |  |  |  |  | 1
1340 | COLONIAL BB 9623TFBB | A historical four-sided fixture. it consists of a decorative cast roof, a cast cage with a scalloped edging, acrylic lenses and a lift hinge access door and /or hinged roof for relamping. | http://www.sternberglighting.com/colonial_bb/ | colonial-bb-9623tfbb | 3 | Colonial-9623TFBB-SitePole_Sternberg.jpg | 91 | 16 |  |  |  |  | 1
1341 | COLONIAL II TFFB 4603TFFB | A medium size stately fixture on its frog legs base. Available with a closed base, optional scrolls, Frosted chimney or 3 Light candle cluster. | http://www.sternberglighting.com/colonial_ii_tffb/ | colonial-ii-tffb-4603tffb | 3 | Colonial-II-4603TFFB-SitePole_Sternberg.jpg | 91 | 16 |  |  |  |  | 1
1342 | COURTYARD 965PT | Traditional lantern in an impressively large scale. Shown here in Black with clear seeded acrylic lenses and a refractor, this fixture is also striking with a glass chimney when lower wattages are appropriate. | http://www.sternberglighting.com/courtyard/ | courtyard-965pt | 3 | Courtyard-965PT-SitePole_Sternberg.jpg | 91 | 16 |  |  |  |  | 1
1343 | FAIRFAX 961PT | It features consist of a decorative cast sloped, paneled roof, a cast cage with straight edging, acrylic lens and a lift hinge access door and/or hinged roof for relamping. the roof shall be appointed with a cupola and cast decorative pedestal ball finial. | http://www.sternberglighting.com/fairfax/ | fairfax-961pt | 3 | Fairfax-961PT-SitePole_Sternberg.jpg | 91 | 16 |  |  |  |  | 1
1344 | FAIRFAX BB 961BB | The roof shall be appointed with a cupola and cast decorative pedestal ball finial. | http://www.sternberglighting.com/fairfax_bb/ | fairfax-bb-961bb | 3 | Fairfax-961BB-SitePole_Sternberg.jpg | 91 | 16 |  |  |  |  | 1
1345 | FALLING WATER 2870 | A impressive art Deco styled eight-sided fixture. it consists of a decorative eight sided cast stepped roof and one piece cast cage. | http://www.sternberglighting.com/falling_water/ | falling-water-2870 | 3 | FallingWater-2870-SitePole_Sternberg.jpg | 91 | 16 |  |  |  |  | 1
1346 | GLEN ELLYN 962TCPT | It features a decorative cast sloped, paneled roof, a cast cage with straight edging, cage support legs, acrylic lens and a lift hinge access door and/or hinged roof for relamping. | http://www.sternberglighting.com/glen_ellyn/ | glen-ellyn-962tcpt | 3 | GlenEllyn-962TCPT-SitePole_Sternberg.jpg | 91 | 16 |  |  |  |  | 1
1347 | HARVEST MOON 6130D | A modern replica of an elegantly styled fixture featuring a tapered six sided cage and white acrylic translucent 12” dome roof. It shall be appointed with a cast aluminum decorative finial. | http://www.sternberglighting.com/harvest_moon/ | harvest-moon-6130d | 3 | HarvestMoon-6130D-SitePole_Sternberg.jpg | 91 | 16 |  |  |  |  | 1
1348 | HERITAGE 6130C | A modern replica of an elegantly styled fixture featuring a tapered six sided cage and roof. It shall be appointed with a cast aluminum decorative finial. | http://www.sternberglighting.com/heritage-6130c/ | heritage-6130c | 3 | Heritage-6130C-SitePole_Sternberg.jpg | 91 | 16 |  |  |  |  | 1
1349 | HERITAGE 6130C LED | A modern replica of an elegantly styled fixture featuring a tapered six sided cage and roof. | http://www.sternberglighting.com/heritage4/ | heritage-6130c-led | 3 | Heritage-6130CLED-SitePole_Sternberg.jpg | 91 | 16 | 22 |  |  |  | 1
1350 | FRANKLIN B1030 | A unique lantern design with vertical impact featuring a tall, straight four-sided decorative cast cage, cast ballast housing, acrylic lenses and a dramatic hinged roof design. | http://www.sternberglighting.com/franklin/ | franklin-b1030 | 3 | Franklin-B1030-SitePole_Sternberg.jpg | 91 | 16 |  |  |  |  | 1
1351 | GATEWAY 5130 | A european styled fixture which consists of decorative aluminum fixture supports and a round contoured shade with cupola cap. the drop lens is clear polycarbonate. | http://www.sternberglighting.com/gateway-5130/ | gateway-5130 | 3 | Gateway-5130-SitePole_Sternberg.jpg | 91 | 16 |  |  |  |  | 1
1352 | GETTYSBURG 9920 | Classically detailed six-sided medium scale fixture. it consists of a decorative cast cage, cast ballast assembly, acrylic lenses and a dramatic hinged roof design. | http://www.sternberglighting.com/gettysburg/ | gettysburg-9920 | 3 | Gettysburg-9920-SitePole_Sternberg.jpg | 91 | 16 |  |  |  |  | 1
1353 | HERITAGE 6900 | The sparkle of tapered beveled glass accents this attractive fixture. The brass package with tall finial and three light cluster are options that are also available. | http://www.sternberglighting.com/heritage2/ | heritage-6900 | 3 | Heritage-6900-SitePole_Sternberg.jpg | 91 | 16 |  |  |  |  | 1
1354 | HISTORIC 6130ALED | A modern replica of an elegantly styled fixture featuring a tapered six sided cage and roof. | http://www.sternberglighting.com/historic/ | historic-6130aled | 3 | Historic-6130ALED-SitePole_Sternberg.jpg | 91 | 16 | 22 |  |  |  | 1
1355 | HISTORIC II 4130A | Elegantly styled fixture series featuring a tapered six sided cage and roof. it shall be appointed with a cast aluminum decorative finial. | http://www.sternberglighting.com/historic_ii/ | historic-ii-4130a | 3 | Historic-II-4130A-SitePole_Sternberg.jpg | 91 | 16 |  |  |  |  | 1
1356 | MAIN STREET A MS805A | A modern replica of a popularly styled octagonal fixture, available with (A) or without (B) decorative spikes. | http://www.sternberglighting.com/main_street_a/ | main-street-a-ms805a | 3 | MainStreet-A-SitePole_Sternberg.jpg | 91 | 16 |  |  |  |  | 1
1357 | MAIN STREET A MS805ALED | A modern replica of a popularly styled octagonal fixture, available with (a) or without (B) decorative spikes. | http://www.sternberglighting.com/main-street1/ | main-street-a-ms805aled | 3 | MainStreet-MS805ALED-SitePole_Sternberg.jpg | 91 | 16 | 22 |  |  |  | 1
1358 | MAIN STREET AO MS805AO | Glowing roof panels add an extra dimension to this popular fixture. Shown here in custom White finish with prismatic lenses. | http://www.sternberglighting.com/main_street_ao/ | main-street-ao-ms805ao | 3 | MainStreet-MS805AO-SitePole_Sternberg.jpg | 91 | 16 |  |  |  |  | 1
1359 | MAIN STREET B MS805B | A modern replica of a popularly styled octagonal fixture, available with (A) or without (B) decorative spikes. | http://www.sternberglighting.com/main_street_b/ | main-street-b-ms805b | 3 | MainStreet-MS805B-SitePole_Sternberg.jpg | 91 | 16 |  |  |  |  | 1
1360 | MAIN STREET MS805XRLED | Conversion kit transforms existing Sternberg MS805 lanterns into energy-efficient luminaires at significantly reduced maintenance costs. | http://www.sternberglighting.com/main-street/ | main-street-ms805xrled | 3 | MainStreet-MS805BLED-SitePole_Sternberg.jpg | 91 | 16 | 22 |  |  |  | 1
1361 | MAIN STREET BO MS805BO | Modern replica of a popularly styled octagonal fixture, available with (A) or without (B) decorative spikes. | http://www.sternberglighting.com/main_street_bo/ | main-street-bo-ms805bo | 3 | MainStreet-MS805BO-SitePole_Sternberg.jpg | 91 | 16 |  |  |  |  | 1
1362 | MAIN STREET A II MS605A | Modern replica of the popular fixture found across America. It is octagonal shaped with a spiked finial and available with decorative spikes. | http://www.sternberglighting.com/main_street_a_ii/ | main-street-a-ii-ms605a | 3 | MainStreet-MS605A-SitePole_Sternberg.jpg | 91 | 16 |  |  |  |  | 1
1363 | MAIN STREET B II MS605B | A modern replica of a popularly styled octagonal fixture, available with (A) or without (B) decorative spikes. | http://www.sternberglighting.com/main_street_b_ii/ | main-street-b-ii-ns605b | 3 | MainStreet-MS605B-SitePole_Sternberg.jpg | 91 | 16 |  |  |  |  | 1
1364 | MEDITERRA 2143 | European styled french colonial fixture featuring a tapered four-sided cage and roof. the four-paneled roof shall be appointed with a decorative cast aluminum cupola and ball finial with ring. | http://www.sternberglighting.com/mediterra2143/ | mediterra-2143 | 3 | Mediterra-2143-SitePole_Sternberg.jpg | 91 | 16 |  |  |  |  | 1
1365 | MEDITERRA BB 2143BB | European styled french colonial fixture featuring a tapered four-sided cage and roof. the four-paneled roof shall be appointed with a decorative cast aluminum cupola and ball finial with ring. | http://www.sternberglighting.com/mediterra2143bb/ | mediterra-bb-2143bb | 3 | Mediterra-2143BB-SitePole_Sternberg.jpg | 91 | 16 |  |  |  |  | 1
1366 | NANTUCKET 7543TF | Traditional four-sided fixture. it consists of a decorative cast foursided curved roof with a one-piece cast cage and acrylic lenses. | http://www.sternberglighting.com/nantucket-7543tf/ | nantucket-7543tf | 3 | Nantucket-7543TF-SitePole_Sternberg.jpg | 91 | 16 |  |  |  |  | 1
1367 | NEVADA XRLED-6330 | Conversion kit transforms existing Sternberg 6330 lanterns into energy-efficient luminaires at significantly reduced maintenance costs. | http://www.sternberglighting.com/nevada/ | nevada-xrled-6330 | 3 | Nevada-6330-SitePole_Sternberg.jpg | 91 | 16 |  |  |  |  | 1
1368 | OAK STREET A 6830A | Elegantly styled fixture series featuring a straight, six-sided cage and roof. it shall be appointed with a cast aluminum decorative finial. | http://www.sternberglighting.com/oak_street_a/ | oak-street-a-6830a | 3 | OakStreet-6830A-SitePole_Sternberg.jpg | 91 | 16 |  |  |  |  | 1
1369 | OAK STREET B 6830B | Elegantly styled fixture series featuring a straight, six-sided cage and roof. it shall be appointed with a cast aluminum decorative finial. | http://www.sternberglighting.com/oak_street_b/ | oak-street-b-6830b | 3 | OakStreet-6830B-SitePole_Sternberg.jpg | 91 | 16 |  |  |  |  | 1
1370 | OAK STREET II 2330B | The curve of the fixture base is repeated in the roof and then topped with a distinctive finial. | http://www.sternberglighting.com/oak_street_ii/ | oak-street-ii-2330b | 3 | OakStreet-II-2330B-SitePole_Sternberg.jpg | 91 | 16 |  |  |  |  | 1
1371 | OCTAVIUS 8630TC | Traditional eight-sided fixture. it consists of a decorative cast sloped, lens paneled roof, a cast cage with straight edging, acrylic lenses and a lift hinge access door for relamping. | http://www.sternberglighting.com/octavius/ | octavius-8630tc | 3 | Octavius-8630TC-SitePole_Sternberg.jpg | 91 | 16 |  |  |  |  | 1
1372 | PARKWAY 8603 | Historical eight-sided fixture. it consists of a decorative cast mansard roof, a unique cast cage and acrylic lens. the roof shall be appointed with a decorative cast finial. | http://www.sternberglighting.com/parkway/ | parkway-8603 | 3 | Parkway-8603-SitePole_Sternberg.jpg | 91 | 16 |  |  |  |  | 1
1373 | REVERE 1335 | A modern replica of a gothic styled octagonal fixture. The luminaire shall be 15 1/ 2" x 30" tall. The luminaire shall have a heavy wall hinged roof with internal heatsink. | http://www.sternberglighting.com/revere/ | revere-1335 | 3 | Revere-1335-SitePole_Sternberg.jpg | 91 | 16 |  |  |  |  | 1
1374 | REVERE 1335LED | A modern replica of a gothic styled octagonal fixture. It has a heavy wall hinged roof with internal heatsink. | http://www.sternberglighting.com/revere1/ | revere-1335led | 3 | Revere-1335LED-SitePole_Sternberg.jpg | 91 | 16 | 22 |  |  |  | 1
1375 | RIVERWALK 593 | Traditional four-sided fixture. it features consist of a decorative cast domed roof, a cast cage with straight edging, four cast leg supports and acrylic lens. | http://www.sternberglighting.com/riverwalk/ | riverwalk-593 | 3 | Riverwalk-593-SitePole_Sternberg.jpg | 91 | 16 |  |  |  |  | 1
1376 | SPENCER 1334 | Dramatic deco style design. it features a tall, straight eight-sided decorative cast cage, a unique wheat design grille, cast ballast housing assembly, acrylic lens and a low profile roof with deco finial. | http://www.sternberglighting.com/spencer/ | spencer-1334 | 3 | Spencer-1334-SitePole_Sternberg.jpg | 91 | 16 |  |  |  |  | 1
1377 | STATE 9403TF | Historic solid roof with a tall finial, this fixture was originally designed for use in the restoration of Abraham Lincoln's Springfield, IL home. | http://www.sternberglighting.com/state/ | state-9403tf | 3 | State-9403TF-SitePole_Sternberg.jpg | 91 | 16 |  |  |  |  | 1
1378 | STATE BB 9403TFBB | A historical four-sided fixture. it consists of a decorative cast curved roof, a cast cage with acrylic lenses and a lift hinge access door and /or hinged roof for relamping. | http://www.sternberglighting.com/state_bb/ | state-bb-9403tfbb | 3 | State-9403TFBB-SitePole_Sternberg.jpg | 91 | 16 |  |  |  |  | 1
1379 | VENICE V310 | Traditional Italian styling. It shall be appointed with a cast aluminum 5” decorative pineapple finial and decorative volutes. It is the middle scale of the Venice series fixtures. | http://www.sternberglighting.com/venicev310/ | venice-v310 | 3 | Venice-V310-SitePole_Sternberg.jpg | 91 | 16 |  |  |  |  | 1
1380 | VICTORIAN GASLIGHT 6590 | Authentically detailed fixture which consists of a decorative cast aluminum fitter, with ballast housing and polycarbonate or acrylic clear lens. It features decorative ropes supporting gracefully detailed aluminum hinged roof. | http://www.sternberglighting.com/victorian-gaslight-6590/ | victorian-gaslight-6590 | 3 | Victorian-GasLight-6590-SitePole_Sternberg.jpg | 91 | 16 |  |  |  |  | 1
1381 | VICTORIAN GASLIGHT 6590 GT | This authentic gaslight design also has the historic rope detail. This model offers the warm glow of light coming through the translucent dome | http://www.sternberglighting.com/victorian-gaslight-6590-gt/ | victorian-gaslight-6590-gt | 3 | Victorian-GasLight-6590GT-SitePole_Sternberg.jpg | 91 | 16 |  |  |  |  | 1
1382 | VICTORIAN GASLIGHT 6590 CD | Authentically detailed fixture which consists of a decorative cast aluminum fitter, with ballast housing and polycarbonate or acrylic clear lens. It features decorative ropes supporting gracefully detailed aluminum hinged roof. | http://www.sternberglighting.com/victorian_gaslight/ | victorian-gaslight-6590-cd | 3 | Victorian-GasLight-6590CD-SitePole_Sternberg.jpg | 91 | 16 |  |  |  |  | 1
1383 | Victorian Gaslight 1 | Gaslight I is a large scale Victorian authentically detailed fixture which consists of a decorative cast aluminum fitter, cast driver housing and polycarbonate or acrylic clear lens. It features decorative ropes supporting gracefully detailed aluminum hinged roof. It is appointed with a cast aluminum pedestal ball finial on top of a tall spun aluminum cupola. It has LED light sources and roof mounted, down lighting optics. | http://www.sternberglighting.com/victorian-gaslight-i/ | victorian-gaslight1-6590srled | 3 | Victorian-GasLight-I-6590SRLED-SitePole_Sternberg.jpg | 91 | 16 | 22 |  |  |  | 1
1384 | Victorian Gaslight 2 | Victorian gaslight reproduction in durable cast aluminum and glassware of polycarbonate features authentic design and lighted dome roof. Shown with frosted glass chimney that carries low wattage mercury vapor of 50, 75 or 100 watts or 35 or 50 watts of high pressure sodium or incandescence. | http://www.sternberglighting.com/victorian_gaslight_ll/ | victrian-gaslight11 | 3 | Victorian-GasLight-II-6430-SitePole_Sternberg.jpg | 91 | 16 |  |  |  |  | 1
1385 | Villager | This six-sided fixture with Colonial window-pane detail scales 21-3/8" x 48-3/4" high and will handle up to 250w of HID lamping while the white acrylic lenses soften the high tech look of refractors and reflectors. | http://www.sternberglighting.com/villager/ | villager-6830sb | 3 | Villager-6830SB-SitePole_Sternberg.jpg | 91 | 16 |  |  |  |  | 1
1386 | Prairie Area Lighter | Extend your Prairie design theme into parking lots and other site lighting applications. Available with NIGHTSKY® full cutoff optics up to 250 watt, or with optional backlit side panels up to 175 watt. Features include tool less entry, rotatable & sealed optics with IES Types II, III, IV and V distribution. | http://www.sternberglighting.com/prairie-area-lighter-pa130/ | prairie-area-lighter-pa130 | 3 | PrairieAreaLighter-PA130-SitePole_Sternberg.jpg | 91 | 16 |  |  |  |  | 1
1387 | Bristol Gaslight | This beautifully sculptured cost-efficient natural Gaslight has 6 tapered sides with slip-out tempered glass. Dual inverted or open flame cluster burners. | http://www.sternberglighting.com/bristol_gaslight/ | bristol-gaslight-80gl | 3 | Bristol-80GL-GasLight-SitePole_Sternberg.jpg | 91 | 16 |  |  |  |  | 1
1388 | Sussex Gaslight | Gracefully styled Colonial Gaslight fixture with tapered side panels and roof. A gold eagle sits on the very top. Featuring slip-out tempered glass | http://www.sternberglighting.com/sussex_gaslight/ | sussex-gaslight-18gl | 3 | Sussex-18GL-GasLight-SitePole_Sternberg.jpg | 91 | 16 |  |  |  |  | 1
1389 | Victoria Gaslight | The typical Victorian Gaslight styled fixture with a white glass top has the gold twisted rope side supports. Top ventilator is aluminum, brass is an option. | http://www.sternberglighting.com/victoria_gaslight/ | victoria-gaslight-65gl | 3 | Victoria-65GL-Gaslight-SitePole_Sternberg.jpg | 91 | 16 |  |  |  |  | 1
1390 | Tinley | The 1220LED Tinley Series luminaire is a large scale, dramtic Mission squared edge design. It features a tall, straight four-sided decorative cast cage, a simple curved edge grille design, acrylic lens and a cantilever peaked roof design. The luminaire has LED light sources and roof mounted, down-lighting optics. | http://www.sternberglighting.com/tinley6/ | tinley-1220LED | 3 | Tinley-1220LED-SitePole_Sternberg.jpg | 91 | 16 | 22 |  |  |  | 1
1391 | Artisan | In the Prairie tradition, this striking styled fixture with its symmetrical grille fits in any application. | http://www.sternberglighting.com/artisan-1280/ | artisan-1280 | 3 | Artisan-1280-SitePole_Sternberg.jpg | 91 | 16 |  |  |  |  | 1
1392 | Mission | With a simplified grille and the flat roof, this lantern adds another dimension to the expanded line. | http://www.sternberglighting.com/mission1/ | mission-1270 | 3 | Mission-1270-SitePole_Sternberg.jpg | 91 | 16 |  |  |  |  | 1
1393 | Prairie Area Lighter | A large, dramatic fixture that's at home with buildings in the traditions of Frank Lloyd Wright, Arts / Crafts and Mission design. The stylized tree feeling is apparent in the design of the side panels and the roof braces. | http://www.sternberglighting.com/prairie1/ | prairie-1230 | 3 | Prairie-1230-SitePole_Sternberg.jpg | 91 | 16 |  |  |  |  | 1
1394 | Prairie | The 1230LED Prairie is a large scale, dramatic Wrightian / Mission squared edge design. It features a tall, straight four-sided decorative cast cage, a unique tree design grille, acrylic lens and a dramatic cantilever roof design. The luminaire has LED light sources and roof mounted, down lighting optics | http://www.sternberglighting.com/prairie4/ | prairie-1230led | 3 | Prairie-1230LED-SitePole_Sternberg.jpg | 91 | 16 | 22 |  |  |  | 1
1395 | Prairie RD | This new luminaire continues in the Frank Lloyd Wright tradition, taking it to an exciting new look. With its innovative curved design, the Prairie theme extends into applications where 4-sided elements are absent, such as parks, pathways and riverwalks. With a clear lens this fixture provides Type III or Type V distribution via internal glass refractor or our NIGHTSKY® louver optic system. | http://www.sternberglighting.com/prairie_rd/ | prairie-rd-rd130 | 3 | Prairie-RD130-SitePole_Sternberg.jpg | 91 | 16 |  |  |  |  | 1
1396 | Euro Led Small Scale | The E250 LED EURO - Small Scale fixture is part of the complete Euro series family. This contemporary down light incorporates Sternberg's LED roof optics for energy saving cut-off illumination and long life. | http://www.sternberglighting.com/euro1003/ | euro-led-small-scale-e250led | 3 | Euro-E250LED-SmallScale-SitePole_Sternberg.jpg | 91 | 16 | 22 |  |  |  | 1
1397 | Euro Led Small Scale | The E260 LED EURO - Small Scale fixture is part of the complete Euro Series family. Shown here is the E260FA full lens fixture which features a frosted acrylic lens and LED optics. The E260 can support up to 100 watts of HID or equivalent LED illumination. | http://www.sternberglighting.com/euro1004/ | euro-led-small-scale-e260led | 3 | Euro-E260LED-SmallScale-SitePole_Sternberg.jpg | 91 | 16 | 22 |  |  |  | 1
1398 | Euro Led Medium Scale | The E350FG LED EURO - Medium Scale fixture is part of the complete Euro Series family. This contemporary down light incorporates Sternberg's LED roof optics for energy saving cut-off illumination and long life. Shown here is the E350FG LED flat lens down light with 5,000 delivered lumens. | http://www.sternberglighting.com/euro1012/ | euro-led-medium-scale-e350led | 3 | Euro-E350LED-MediumScale-SitePole_Sternberg.jpg | 91 | 16 | 22 |  |  |  | 1
1399 | Euro Sag Lens Medium Scale | The E350SG EURO - Medium Scale fixture is part of the complete Euro Series family. This contemporary down light incorporates Sternberg's NIGHTSKY® Optics for efficient cut-off illumination. | http://www.sternberglighting.com/euro986/ | euro-sag-lens-medium-scale-e350sg | 3 | Euro-E350SG-SagLens-MediumScale-SitePole_Sternberg.jpg | 91 | 16 |  |  |  |  | 1
1400 | Euro LED/FA Medium Scale | The E360LED / FA EURO - Medium Scale fixture is part of the complete Euro Series family. This contemporary down light incorporates Sternberg's LED roof optics for energy saving cut-off illumination and long life. | http://www.sternberglighting.com/euro1016/ | euro-led-fa-medium-scale-e360led | 3 | Euro-E360LED-FA-MediumScale-SitePole_Sternberg.jpg | 91 | 16 | 22 |  |  |  | 1
1401 | Euro Full Lens Medium Scale | The E460 EURO - Medium Scale fixture is part of the complete Euro Series family. Shown here is the E460FA full lens featuring a frosted acrylic lens and sealed roof optics. Optical options include horizontal or vertical Type 3 or Type 5 optics. | http://www.sternberglighting.com/euro-e460-full-lens-medium-large-scale/ | ero-full-lens-medium-scale-e460 | 3 | Euro-E460-FullLens-MLScale-SitePole_Sternberg.jpg | 91 | 16 |  |  |  |  | 1
1402 | Euro Solid Top Medium Scale | The E480 EURO - Medium Scale fixture is part of the complete Euro Series family. Shown here is the E480FA with solid top roof, frosted acrylic lens and frosted chimney. Optical options include Type 3 and Type 5 vertical optics. | http://www.sternberglighting.com/euro-e480-solid-top-medium-large-scale/ |  | 3 | Euro-E480-SolidTop-MLScale-SitePole_Sternberg.jpg | 91 | 16 |  |  |  |  | 1
1403 | Euro Glow Top Medium Scale | The E490 EURO - Medium Scale fixture is part of the complete Euro Series family. Shown here is the E490FA featuring the glow top, frosted acrylic lens and frosted chimney. Optical options include Type 3 or Type 5 vertical optics. | http://www.sternberglighting.com/euro-e490-glow-top-medium-large-scale/ | euro-glow-top-medium-scale-e490 | 3 | Euro-E490-GlowTop-MLScale-SitePole_Sternberg.jpg | 91 | 16 |  |  |  |  | 1
1404 | Chateau Medium Scale | Where contemporary styling meets linear simplicity, you will find the Chateau. A delicate balance of circular elements and straight lines, allows it to complement both curved design themes as well as right angles. | http://www.sternberglighting.com/chateau-1750/ | chateau-medium-scale-1750 | 3 | Chateau-1750-SitePole_Sternberg.jpg | 91 | 16 |  |  |  |  | 1
1405 | Villa Large Scale | The new Villa Luminaire is an architectural splendor with its curved roof and sweeping round, open look | http://www.sternberglighting.com/villa-1730/ | villa-large-scale-1730 | 3 | Villa-1730-SitePole_Sternberg.jpg | 91 | 16 |  |  |  |  | 0
1406 | Harbortown | The circular maritime theme complements any landscape and waterway area. This self-ballasted luminaire is available up to 150 watts with NIGHTSKY® Type III or Type V louver optics. Type III or type V refractors can also be used. Pivoting roof design allows for tool less access to ballast and lamp. | http://www.sternberglighting.com/harbortown-1827/ | harbortown-1827 | 3 | Harbortown-1827-SitePole_Sternberg.jpg | 91 | 16 |  |  |  |  | 1
1407 | Del Sol | A new family addition to our architectural luminaire line. Ideal for the harbor or inland, this contemporary fixture will enhance any landscape. The fixture has a solid top and tool less entry, scaled optics, available with glass refractor or optional NIGHTSKY® Louver Optics. | http://www.sternberglighting.com/del_sol/ | del-sol-1460 | 3 | DelSol-1460-SitePole_Sternberg.jpg | 91 | 16 |  |  |  |  | 1
1408 | Del Rey | This contemporary style model with its open top affords the ultimate look, blending into any area where it is used. Available with glass refractor or optional NIGHTSKY® Louver Optic System, up to 175 watts metal halide lamping and tool less entry. | http://www.sternberglighting.com/del_rey/ | del-rey-1470 | 3 | DelRey-1470-SitePole_Sternberg.jpg | 91 | 16 |  |  |  |  | 1
1409 | Milano | The M420 Milano is a classic Mediterranean design. It consists of a decorative cast aluminum fitter with a white or clear globe. | http://www.sternberglighting.com/milanom420/ | milano-m420 | 3 | Milano-M420-WallMount_Sternberg.jpg | 91 | 18 |  |  |  |  | 1
1410 | Seville | The S640 Seville is a large scale, European styled Mediterranean Colonial fixture, featuring a tapered four-sided cage and roof on a decorative open base. The four-paneled roof lantern shall be appointed with a decorative cast aluminum cupola. | http://www.sternberglighting.com/sevilles640/ | seville-s640 | 3 | Seville-S640-WallMount_Sternberg.jpg | 91 | 18 |  |  |  |  | 1
1411 | Venice small | The Venice series is designed around a popular Italian style. Design includes two fixture sizes, new sculptured, cast aluminum Naples base (Model 1600 for both fixture sizes) and mounting arms. Venice fixtures (Models V410, V310 and V210) are available as a single, double or in wall mounted con- figurations. | http://www.sternberglighting.com/venice-small-v210/ | venice-small-v210 | 3 | Venice-V210-WallMount_Sternberg.jpg | 91 | 18 |  |  |  |  | 1
1412 | Barcelona | The B420 Barcelona is a classic Mediterranean design series of fixtures. It consists of a decorative cast aluminum fitter with four elegant die-cast supports, aluminum ring and a gracefully curved top that is appointed with a cast finial. | http://www.sternberglighting.com/barcelonab420/ | barcelona-b420 | 3 | Barcelona-B420-WallMount_Sternberg.jpg | 91 | 18 |  |  |  |  | 1
1413 | Galesburg | A true vintage style roadway fixture with high-tech lamping. This large scale fixture has an optional hang-straight box that gives addi-tional support between the arm and fixture. Available with either polycarbonate, acrylic or glass tear drop prismatic acorn for excellent lighting. Shown here painted with a custom two-tone green and gold stripes. | http://www.sternberglighting.com/galesburg/ | galesburg-1921 | 3 | Galesburg-1921-WallMount_Sternberg.jpg | 91 | 18 |  |  |  |  | 1
1414 | Galesburg/FG | Roadway luminaire features full cut-off down lighting and a smaller profile. Tool less entry provides access to the horizontally mounted lamp behind the clear glass lens. This tapered roadway luminaire is of true vintage style. Shown here painted with custom green with gold accent stripes. | http://www.sternberglighting.com/galesburg__fg/ | glaesburg-fg-1921-fg | 3 | Galesburg-1921FG-WallMount_Sternberg.jpg | 91 | 18 |  |  |  |  | 1
1415 | Libertyville | The 1914 Libertyville series is a decorative down light fixture which consists of a decorative diecast aluminum fitter, diecast ballast housing assembly and optic assembly. Optic assembly shall be available with acrylic or glass teardrop globe, flat glass or sag glass lens. | http://www.sternberglighting.com/libertyville-1914/ | libertyville-1914 | 3 | Libertyville-1914-WallMount_Sternberg.jpg | 91 | 18 |  |  |  |  | 1
1416 | Omega Led Small Scale | The 1521LED Omega series is a small scale, decorative down light fixture with a spun aluminum bell styled dome. The dome features a flared edge (F) style. | http://www.sternberglighting.com/omega-led-small-scale/ | omega-led-small-scale-1521led | 3 | Omega-Small-LED.jpg | 91 | 18 | 22 |  |  |  | 1
1417 | Omega Led Small Scale | The 1521LED Omega series is a small scale, decorative down light fixture with a spun aluminum bell styled dome. The dome features a flared edge (F) style. | http://www.sternberglighting.com/omega-1521rled/ | omega-led-small-scale-1521led | 3 | Omega-Small-LED.png | 91 | 18 | 22 |  |  |  | 0
1418 | Summit | This roadway scale down light fixture is ideal for mounting on tall poles where high wattage is needed. The prismatic tear-drop lens is available in a tough polycarbonate acrylic DR or borosilicate glass. The luminaire spreads the light efficiently to cover the area while still retaining the appearance of a truly vintage style. | http://www.sternberglighting.com/summit/ | summit-1912 | 3 | Summit-1912-WallMount_Sternberg.jpg | 91 | 18 |  |  |  |  | 1
1419 | Summit/FG | Roadway luminaire features full cut-off down lighting and a smaller profile. Tool-less entry provides access to the horizontally mounted lamp behind the clear flat glass lens. | http://www.sternberglighting.com/summit__fg/ | summit-fg-1912-fg | 3 | Summit-1912FG-WallMount_Sternberg.jpg | 91 | 18 |  |  |  |  | 1
1420 | Summit/RLM | The 27" reflector provides a distinctive look while reducing up light and light trespass. Tool-less entry provides access to the prismatic tear-drop lens. Also available in a tough polycarbonate acrylic DR or borosilicate glass. | http://www.sternberglighting.com/summit__rlm/ | summit-rlm-1912-rlm27 | 3 | Summit-1912RLM27-WallMount_Sternberg.jpg | 91 | 18 |  |  |  |  | 1
1421 | Treviso | The T412 Treviso is a decorative Mediterranean down light fixture which consists of a decorative cast aluminum fitter and a clear frosted teardrop acorn. | http://www.sternberglighting.com/trevisot412/ | treviso-t412 | 3 | Treviso-T412-WallMount_Sternberg.jpg | 91 | 18 |  |  |  |  | 1
1422 | Euro Full Lens Small Scale | The E260 EURO - Small Scale fixture is part of the complete Euro Series family. Shown here is the E260FA full lens fixture which features a frosted acrylic lens and LED optics. Includes vertical Type 3 or Type 5 optics. The E260 can support up to 100 watts of HID or equivalent LED illumination. | http://www.sternberglighting.com/euro982/ | euro-full-lens-small-scale-e260 | 3 | Euro-E260-FullLens-SmallScale-WallMount_Sternberg.jpg | 91 | 18 |  |  |  |  | 1
1423 | Euro Indirect Small Scale | The E270 EURO fixture is a small scale, contemporary architectural fixture design. The E270 uses an indirect optic system for a softer light distribution and is provided with tool-less access for ease of maintenance. | http://www.sternberglighting.com/euro-e270/ | euro-indirect-small-scale-e270 | 3 | Euro-E270-Indirect-WallMount_Sternberg.jpg | 91 | 18 |  |  |  |  | 1
1424 | Euro Medium Scale | The E420 EURO - Medium Scale fixture is part of the complete Euro Series family. This roadway area fixture provides full cut-off optics. Shown here is the E420FG flat lens down light. It has a horizontal 250 watt HID lamp with roof optics, flat tempered glass lens and is rated IP66. Optic options include RO3 or RO5 roof optics. | http://www.sternberglighting.com/euro-e420fg/ | euro-medium-scale-e420 | 3 | Euro-E420FG-WallMount_Sternberg.jpg | 91 | 18 |  |  |  |  | 1
1425 | Solana WM Sconce | The Solana® Wall Mount Sconce is the perfect innovative solution to the myriad of lighting challenges when choosing wall mount sconces. The Solana’s modern architectural design, durability and optical efficiency, makes this an obvious choice for perimeter lighting. | http://www.sternberglighting.com/solana-sl270/ | solana-wm-sconce-sl270 | 3 | Solana-SL270-Sconce-WallMount_Sternberg.jpg | 91 | 18 | 22 |  |  |  | 1
1426 | Augusta | Features an authentic post base design, tough deep fluted 5" dia. shaft, heavy wall castings with .750 thick floor, inside anchor bolts, one piece construction. | http://www.sternberglighting.com/augusta/ | augusta-4201led | 3 | Augusta-4201-LED-Bollard_Sternberg.jpg | 91 | 17 | 22 |  |  |  | 1
1427 | Austin | Has a solid bold look with its square base and wide shaft. This model has a 1" thick cast floor. | http://www.sternberglighting.com/austin/ | austin-4701led | 3 | Austin-A701-LED-Bollard_Sternberg.jpg | 91 | 17 | 22 |  |  |  | 1
1428 | Baltimore | The fluted pedestal base with four raised panels gives a very distinct look to this bollard. The curved steps and the sharp edge detail also add to its ambiance. | http://www.sternberglighting.com/baltimore/ | baltimore=8301led | 3 | Baltimore-8301-LED-Bollard_Sternberg.jpg | 91 | 17 | 22 |  |  |  | 1
1429 | Barrington | Has a sculptured base with 12 curved flutes and teardrop decorations. The 1" thick floor is cast as an integral part of the base. | http://www.sternberglighting.com/barrington/ | barrington-5201led | 3 | Barrington-5201-LED-Bollard_Sternberg.jpg | 91 | 17 | 22 |  |  |  | 1
1430 | Birmingham | This bollard design, with its curved base, consists of twelve fluted vertical sections flowing around the lighted openings. | http://www.sternberglighting.com/birmingham/ | birmingham-7701led | 3 | Birmingham-7701-LED-Bollard_Sternberg.jpg | 91 | 17 | 22 |  |  |  | 1
1431 | Boston | A smooth simplified bollard with a more contemporary look. A nice addition to any street, park or walkway. | http://www.sternberglighting.com/boston/ | boston-5801led | 3 | Boston-5801-LED-Bollard_Sternberg.jpg | 91 | 17 | 22 |  |  |  | 1
1432 | Decatur | A simplified straight strong look enhances the 4501. Optional compact fluorescent (PLT) ballast and chain loops may be added. | http://www.sternberglighting.com/decatur/ | decatur-4501led | 3 | Decatur-4501-LED-Bollard_Sternberg.jpg | 91 | 17 | 22 |  |  |  | 1
1433 | Euro | The models E250/E260LED-887B decorative Euro lighted bollards are small scale, architectural designs. They feature a cylindrical body, decorative aluminum cage and dome roof. | http://www.sternberglighting.com/euro-e250/e260led-887b-bollard/ | euro-e250-e260led-887b | 3 | Euro-E250LED-887B-Bollard_Sternberg.jpg | 91 | 17 | 22 |  |  |  | 0
1434 | Euro | The models E250/E260/E270-340B decorative Euro lighted bollards are small scale, contemporary designs. They feature a multi-tube cylindrical body, decorative aluminum cage, dome roof. | http://www.sternberglighting.com/euro-e250/e260/e270-340b/ | euro-e250-e260-e270-340b | 3 | Euro-E250LED-340B-Bollard_Sternberg.jpg | 91 | 17 | 22 |  |  |  | 0
1435 | Geneva | This bollard has an octagonal shaped base with a twelve flute straight section. Shown here unlit and also available lighted 8701LB. | http://www.sternberglighting.com/geneva/ | geneva-8701led | 3 | Geneva-8701-LED-Bollard_Sternberg.jpg | 91 | 17 | 22 |  |  |  | 1
1436 | Georgetown | Has historic hex post base design and decorations, rugged deep fluted 5" dia. shaft, .250 to .500 wall castings with .875 thick floor, inside anchor bolts and one piece construction. | http://www.sternberglighting.com/georgetown/ | georgetown=3401led | 3 | Georgetown-3401-LED-Bollard_Sternberg.jpg | 91 | 17 | 22 |  |  |  | 1
1437 | Harbortown | The 806-346BLED Harbortown lighted bollard is a small scale, maritime theme design. It features a cylindrical body, decorative aluminum cage, dome roof and a fresnel clear lens. The Harbortown LED bollard features a cast aluminum roof/heat sink and LED roof mounted optics. | http://www.sternberglighting.com/harbortown/ | harbortown-806-346bled | 3 | Harbortown-806-346B-LED-Bollard_Sternberg.jpg | 91 | 17 | 22 |  |  |  | 1
1438 | Kenilworth | This lighted bollard has a decorative curved pedestal bottom with a matching decorative top and twelve fluted openings. | http://www.sternberglighting.com/kenilworth/ | kenilworth-5301led | 3 | Kenilworth-5301-LED-Bollard_Sternberg.jpg | 91 | 17 | 22 |  |  |  | 1
1439 | Leesburg | The fluted bell shape base supports the 5-1/4" diameter top section with its fourteen flutes. | http://www.sternberglighting.com/leesburg/ | leesburg-3801led | 3 | Leesburg-3801-LED-Bollard_Sternberg.jpg | 91 | 17 | 22 |  |  |  | 1
1440 | Lincoln | A bold look that will accent any streetscape or train station. An ideal installation to control the flow of traffic and supply supplementary lighting. | http://www.sternberglighting.com/lincoln/ | lincoln-2501led | 3 | Lincoln-2501-LED-Bollard_Sternberg.jpg | 91 | 17 | 22 |  |  |  | 1
1441 | Louisville | A new style bollard with a straight smooth shaft and a curved pedestal base. The 3/4" floor is cast as an integral part of the base. The 5601LB will blend perfectly with the new 5600 matching pole. | http://www.sternberglighting.com/louisville/ | louisville-5601led | 3 | Louisville-5601-LED-Bollard_Sternberg.jpg | 91 | 17 | 22 |  |  |  | 1
1442 | Manor 1 | Has most of the features of other Sternberg models but is especially suited for use in raised planters or other places where a shorter bollard is desirable. | http://www.sternberglighting.com/manor_i/ | manor-1-230led | 3 | Manor-I-230-LED-Bollard_Sternberg.jpg | 91 | 17 | 22 |  |  |  | 1
1443 | Monrovia | Has four sculptured recessed panels that slope to a dramatic flared top. The Victorian style gives this bollard a stately look. | http://www.sternberglighting.com/monrovia/ | monrovia-8401led | 3 | Monrovia-8401-LED-Bollard_Sternberg.jpg | 91 | 17 | 22 |  |  |  | 1
1444 | Morristown | A new design to the bollard series combining a curved top portion with a tapered bottom section. | http://www.sternberglighting.com/morristown/ | morrostown-6601led | 3 | Morristown-6601-LED-Bollard_Sternberg.jpg | 91 | 17 | 22 |  |  |  | 1
1445 | Norwood | This versatile bollard is at home in both traditional and modern settings in heights from 21" to 8'. Use the smaller size bollards when needed to complement the larger models. | http://www.sternberglighting.com/norwood/ | norwood-4577led | 3 | Norwood-4577-LED-Bollard_Sternberg.jpg | 91 | 17 | 22 |  |  |  | 1
1446 | Oxford | This beautifully sculptured bollard has a decorative scalloped ring and long curved flutes. | http://www.sternberglighting.com/oxford/ | oxford-6201led | 3 | Oxford-6201-LED-Bollard_Sternberg.jpg | 91 | 17 | 22 |  |  |  | 1
1447 | Paragon | The Paragon model has a 7-1/2" flush roof and is four feet tall. Height may be specified as needed up to 48". | http://www.sternberglighting.com/paragon/ | paragon-740led | 3 | Paragon-740-LED-Bollard_Sternberg.jpg | 91 | 17 | 22 |  |  |  | 1
1448 | Prairie | Prairie bollards repeat the stylized tree design of the Prairie fixtures with 7" square posts. | http://www.sternberglighting.com/prairie-730led/ | prairie-730led | 3 | Prairie-730-LED-Bollard_Sternberg.jpg | 91 | 17 | 22 |  |  |  | 1
1449 | Parkside | This straight style has a dozen extruded fluted shafts with a 5" diameter shaft, a flat base and bollard cap. | http://www.sternberglighting.com/parkside/ | parkside-4555led | 3 | Parkside-4555-LED-Bollard_Sternberg.jpg | 91 | 17 | 22 |  |  |  | 1
1450 | Richmond | Shown here in Verde Green, this elegant bollard matches the design of our 3900 poles and has the same rugged construction. This and all Sternberg bollards may also be ordered unlighted. | http://www.sternberglighting.com/richmond/ | richmond-3901led | 3 | Richmond-3901-LED-Bollard_Sternberg.jpg | 91 | 17 | 22 |  |  |  | 1
1451 | Plainfield | Is designed with a smoothly curved pedestal bottom rising to a twelve flute section. | http://www.sternberglighting.com/plainfield/ | plainfield-5701led | 3 | Plainfield-5701-LED-Bollard_Sternberg.jpg | 91 | 17 | 22 |  |  |  | 1
1452 | Scottsdale | A slender tapered look accents this style with its sculptured curved bottom and cap. | http://www.sternberglighting.com/scottsdale/ | scottsdale-6301led | 3 | Scottsdale-6301-LED-Bollard_Sternberg.jpg | 91 | 17 | 22 |  |  |  | 1
1453 | Springfield | This tall octagonal stepped bollard with a tapered middle section has an Art Deco look. | http://www.sternberglighting.com/springfield/ | springfield-4801led | 3 | Springfield-4801-LED-Bollard_Sternberg.jpg | 91 | 17 | 22 |  |  |  | 1
1454 | Tinley | The 720LED Tinley decorative lighted bollard is an aluminum one-piece construction. The square aluminum shaft base is constructed with decorative cast window grilles and overhung roof cap. | http://www.sternberglighting.com/tinley/ | tinley-720led | 3 | Tinley-720-LED-Bollard_Sternberg.jpg | 91 | 17 | 22 |  |  |  | 1
1455 | Virginia | The bold stepped octagonal base graduates to a slim fluted look topped with a ball cap. This art deco look would accent our matching classic 3700 pole. | http://www.sternberglighting.com/virginia/ | virginia-3701led | 3 | Virginia-3701-LED-Bollard_Sternberg.jpg | 91 | 17 | 22 |  |  |  | 1
1456 | Millenia LG Post Top | The Millenia® ML760 large post top luminaire is a breakthrough in modern area lighting technology. Its new world urban design transcends traditional lighting convention by seamlessly interweaving form and function to yet another level. Our convective AAD™ “Advanced Air-flow Dynamics” maximizes heat sink expulsion to deliver unsurpassed thermal management for long-life LED performance and energy efficiency. Available with a myriad of options, the Millenia is perfect for commercial, institutional and municipal markets. | http://www.sternberglighting.com/millenia-ml760/ | millenia-lg-post-top-ml760 | 3 | Millenia-PostTop.jpg | 91 | 16 | 22 |  |  |  | 1
1457 | Millenia LG Arm Mount | The Millenia® ML730 large bolt-on arm mount luminaire is a breakthrough in modern area lighting technology. Its new world urban design transcends traditional lighting convention by seamlessly interweaving form and function to yet another level. Our convective AAD™ “Advanced Air-flow Dynamics” maximizes heat sink expulsion to deliver unsurpassed thermal management for long-life LED performance and energy efficiency. | http://www.sternberglighting.com/millenia-ml730/ | millenia-lg-arm-mount-ml730 | 3 | Millenia_Bolt-On.jpg | 91 | 16 | 22 |  |  |  | 1
1458 | Millenia Medium Post Top | The Millenia® ML660 medium post top luminaire is a breakthrough in modern area lighting technology. Its new world urban design transcends traditional lighting convention by seamlessly interweaving form and function to yet another level. Our convective AAD™ “Advanced Air-flow Dynamics” maximizes heat expulsion to deliver unsurpassed thermal management for long-life LED performance and energy efficiency. | http://www.sternberglighting.com/millenia-medium-post-top-ml660/ | millenia-medium-post-top-ml660 | 3 | Millenia-ML660-product.jpg | 91 | 16 | 22 |  |  |  | 1
1459 | Solana Post Top-Large | The Solana® Post Top Luminaire’s modern geometric design complements a diverse assortment of contemporary architectural settings. It’s urbanesque yoke design offers not only aesthetic beauty, durability and optical efficiency, but takes street, area, and medium mount lighting to another level. | http://www.sternberglighting.com/solana-sl760/ | solana-post-top-large-sl760 | 3 | Solana_PostTop1.jpg | 91 | 16 | 22 |  |  |  | 1
1460 | Solana Arm Mount-Large | The Solana® Arm Mount Luminaire’s stylish design is a perfect accent for urban settings. The subtle, yet sophisticated look enhances the impact of any project. The Solana’s wide array of optics, lenses and distributions makes this an easy choice for a variety of commercial institutional and municipal projects. | http://www.sternberglighting.com/solana-sl730/ | solana-arm-mount-large-sl730 | 3 | Solana_Arm2.jpg | 91 | 16 | 22 |  |  |  | 1
1461 | Solana WM Sconce | The Solana® Wall Mount Sconce is the perfect innovative solution to the myriad of lighting challenges when choosing wall mount sconces. The Solana’s modern architectural design, durability and optical efficiency, makes this an obvious choice for perimeter lighting. | http://www.sternberglighting.com/solana-sl270/ | solana-wm-sconce-sl270 | 3 | Solana_WallMount1.jpg | 91 | 18 | 22 |  |  |  | 1
1462 | Millenia LG Tenon Mount | The Millenia® ML740 large vertical tenon mount luminaire is a breakthrough in modern area lighting technology. Its new world urban design transcends traditional lighting convention by seamlessly interweaving form and function to yet another level. Our convective AAD™ “Advanced Air-flow Dynamics” maximizes heat sink expulsion to deliver unsurpassed thermal management for long-life LED performance and energy efficiency. | http://www.sternberglighting.com/millenia-ml740/ | millenia-lg-tenon-mount-ml740 | 3 | Millenia_TenonMount.jpg | 91 | 16 | 22 |  |  |  | 1
1463 | Aspire | The Aspire® is a versatile luminaire suitable for area, roadway, site, and general lighting applications. Providing excellent vertical light distribution, high uniformity, and lasting performance, the Aspire® is ideal for commercial, institutional and municipal markets. | http://www.sternberglighting.com/aspire-ap650/ | aspire-ap650 | 3 | Aspire1.jpg | 91 | 16 | 22 |  |  |  | 1
1464 | Chateau Large Scale | The 1760LED Chateau Series luminaire is a large scale, dramatic design fixture featuring a tall, cylindrical body made up of a cast aluminum top, round lens and flat, spun aluminum shade | http://www.sternberglighting.com/chateau-large-scale-1760led/ | chateau-large-scale-1760led | 3 | Chateau.jpg | 91 | 16 | 22 |  |  |  | 1
1465 | Millenia Medium Tenon Mount | The Millenia® ML640 medium vertical tenon mount luminaire is a breakthrough in modern area lighting technology. Its new world urban design transcends traditional lighting convention by seamlessly interweaving form and function to yet another level. Our convective AAD™ “Advanced Air-flow Dynamics” maximizes heat expulsion to deliver unsurpassed thermal management for long-life LED performance and energy efficiency. | http://www.sternberglighting.com/millenia-medium-tenon-mount/ | millenia-medium-tenon-mount-ml640 | 3 | Millenia640.jpg | 91 | 16 | 22 |  |  |  | 1
1466 | Omega Led Small Scale | The 1521LED Omega series is a small scale, decorative down light fixture with a spun aluminum bell styled dome. The dome features a flared edge (F) style. | http://www.sternberglighting.com/omega-1521rled/ | omega-led-small-scale-1521led | 3 | Omega1572R.small-LED.jpg | 91 | 16 | 22 |  |  |  | 1
1467 | Omega LED Medium Scale | The 1527RLED Omega series is a medium scale, decorative down light fixture with a spun aluminum bell styled dome. The dome features a round edge (R) style. | http://www.sternberglighting.com/omega-1527rled/ | omega-led-medium-scale-1527led | 3 | Omega1572R.medium-LED.jpg | 91 | 16 | 22 |  |  |  | 1
1468 | Omega Large Scale | The 1531LED Omega Series luminaire is a large scale, decorative down light fixture with a spun aluminum bell styled dome. The dome features a round edge (R) style. | http://www.sternberglighting.com/omega1531rled-/ | omega-large-scale-1531led | 3 | Omega1572R.large-LED.jpg | 91 | 16 | 22 |  |  |  | 1
1469 | Gallery | The 1970LED Gallery series is large scale, decorative downlight fixture with a spun aluminum shade. The dome is available with two types of shades: straight (S) and flared (F) styles. | http://www.sternberglighting.com/gallery-1970led/ | gallery-1970led | 3 | GalleryLED-GlowRings.jpg | 91 | 16 | 22 |  |  |  | 1
1470 | Villa Small Scale | The 1710 Villa fixture is a small scale, dramatic design. It features a tall, cylindrical architectural body consisting of a decorative cast cage, round lens and round flat roof shade. It provides tool-less access for ease of maintenance. | http://www.sternberglighting.com/villa-1710/ | villa-small-scale-1710 | 3 | Villa1730.jpg | 91 | 16 | 22 |  |  |  | 1
1471 | Villa Medium Scale | The 1720 Villa fixture is a medium scale, dramatic design. It features a tall, cylindrical architectural body consisting of a decorative cast cage, round lens and round flat roof shade. It provides tool-less access for ease of maintenance. | http://www.sternberglighting.com/villa-1720/ | villa-medium-scale-1720 | 3 | Villa1730.jpg | 91 | 16 | 22 |  |  |  | 1
1472 | Village Large Scale | The new Villa Luminaire is an architectural splendor with its curved roof and sweeping round, open look. Its NIGHTSKY® Louver Optic System will provide sharp type III or type V cut-off on any street, walkway or parking area. | http://www.sternberglighting.com/villa-1730/ | villa-large-scale-1730 |  | Villa1730.jpg | 91 | 16 | 22 |  |  |  | 1
1473 | Altitude | The ultimate in luminaire design innovation with balance of form, engineering and unique PicoPrism optics. Housing is proportional and scalable, with six sizes to cover more. | http://www.kimlighting.com/products/altitude | altitude | 4 | kim.altitude.jpg | 49 | 16 | 22 | 15 |  |  | 1
1474 | The Archetype | Modern architecture often integrates curvilinear, rectillnear, classical and neoclassical styles into a single structure. The eclectic shape of the the archetype readily adapts to and universally complements contemporary achitectual design. | http://www.kimlighting.com/products/the_archetype | the-archetype | 4 | kl_ac1_large.jpg | 49 | 16 | 22 | 15 |  |  | 1
1475 | Bounce | Bounce fefatures a subtle indirect component that addresses the growing concern for control of glare and light trespass, with a unique visual presence both day and night. | http://www.kimlighting.com/products/bounce | bounce | 4 | kim.bounce.jpg | 49 | 16 | 22 |  |  |  | 1
1476 | Mini Bounce | Bounce fefatures a subtle indirect component that addresses the growing concern for control of glare and light trespass, with a unique visual presence both day and night. | http://www.kimlighting.com/products/bounce | mini- bounce | 4 | kim.mini-bounce.jpg | 49 | 16 | 22 |  |  |  | 1
1477 | Bounce Bollard | Bollard features several shaft styles and design details. Patented cutoff optical system for efficient distribution of illumination. | http://www.kimlighting.com/products/bounce_bollard/ | bounce-bollard | 4 | kim.bounce-bollard.jpg | 49 | 17 | 22 |  |  |  | 1
1478 | Curvilinear Cutoff | This product line is designed to surpass demands such as energy efficiency, glare control, light trespass, asthetic and structural integrity. | http://www.kimlighting.com/products/curvilinear_cutoff | curvilinear-cutoff | 4 | kl_cc1_large.jpg | 49 | 16 |  |  |  |  | 1
1479 | Ekg | The EKG revolutionized the design of site and area luminaires by incorporating modern principles of optical distribution, design, cutoff control, and simple aesthetics. | http://www.kimlighting.com/products/ekg | ekg | 4 | kim.ekg.jpg | 49 | 16 | 22 |  |  |  | 1
1480 | The Entablature | It can be whatever the specifier wants it to be; a contemporary box luminaire reflecting the latest in industrial design, or an intriguing extention of the sorrounding architecture. | http://www.kimlighting.com/products/the_entablature | the-entablature | 4 | the-entablature.jpg | 49 | 16 | 22 |  |  |  | 1
1481 | Neo Sphere | Neo Sphere has all the features expected in today's outdoor lighting environment. | http://www.kimlighting.com/products/neosphere | neo-sphere | 4 | kim.neosphere.jpg | 49 | 16 | 22 |  |  |  | 1
1482 | Structural | Strucural's elegant form is an orchestrated combination of simple shapes in a dynamic architectural luminaire. | http://www.kimlighting.com/products/structural | structural | 4 | kim.structural.jpg | 49 | 16 | 22 |  |  |  | 1
1483 | Warp9 | Warp9's low-profile design, high-efficiency output, and nearly limitless level of customization options provide the perfect solution for a wide array of site-lighting applications. | http://www.kimlighting.com/products/warp9 | warp9 | 4 | kim.warp9.jpg | 49 | 16 | 22 | 15 |  |  | 1
1484 | Era | Era is a transitionally styled luminaire that complements both traditional and contemporary architeture. | http://www.kimlighting.com/products/era | era | 4 | kim.era.jpg | 49 | 16 | 22 |  |  |  | 1
1485 | Era Acorn | Era Acorn retains the classic acorn-shaped enclosure, but in a clear material that allows full optical performance with very low brightness. | http://www.kimlighting.com/products/era_acorn | era-acorn | 4 | kim.eraacorn.jpg | 49 | 16 | 22 |  |  |  | 1
1486 | Era Bell | Era Bell utilizes a flat glass lens for full cutoff performance, satistying the most demanding light control specifications. Provides true modern-day performance in a classic luminaire housing. | http://www.kimlighting.com/products/era_bell | era-bell | 4 | kim.erabell.jpg | 49 | 16 | 22 |  |  |  | 1
1487 | Era Lantern | Era Lantern is an extensive family of customizable high performance pole or wall mounted heritage luminaires for roadway, landscape, and area site lighting projects. | http://www.kimlighting.com/products/era_lantern | era-lantern | 4 | kim.eralantern.jpg | 49 | 16 | 22 |  |  |  | 1
1488 | Era Latern Bollard | Era Lantern Bollard optics are unmatched by any other period pathway luminaire and features high 95% reflectivity and precise light destributions. | http://www.kimlighting.com/products/era_lantern_bollard/ | era-lantern-bollard | 4 | kim.eralanternbollard.jpg | 49 | 17 | 22 |  |  |  | 1
1489 | Solitaire | Luminous top adds definition without reducing area lighting capability and a lower white acrylic lens produces even more identity. | http://www.kimlighting.com/products/solitaire | solitaire | 4 | kim.solitaire.jpg | 49 | 16 | 22 |  |  |  | 1
1490 | Compact Bollards | Compact Bollards feature full overlapping louvers which provides total source cutoff above horizontal. A soft glow from the louvers provides sufficient vertical illumination for gardens, pathways and pedestrians. | http://www.kimlighting.com/products/compact_bollards | compact-bollards | 4 | kim.compactbollards.jpg | 49 | 17 | 22 |  |  |  | 1
1491 | Gem Performance Bollards | Gem's design produces high levels of illuminance with an attractive lens presence. The visible lens establishes a point of interest while the unique stepped body baffles add atractive texture. | http://www.kimlighting.com/products/gem_performance_bollards | gem-performance-bollards | 4 | kl_gem1_large.jpg | 49 | 17 | 22 |  |  |  | 1
1492 | Site Lightforms | All fixture heads are heavy-wall one-piece aluminum castings and head to shaft connections are concealed for greater strength and clean detailing. | http://www.kimlighting.com/products/site_lightforms | site-lightforms | 4 | kim.site.lightforms.jpg | 49 | 17 | 22 |  |  |  | 1
1493 | Vandal-Resistant Round Bollards | The Vandal Resistant Bollards have been engineered to provide superior strength through extra thick components and base to grade connections that withstand considerable force. | http://www.kimlighting.com/products/vandalresistant_round_bollards | vandal-resistant-round-bollards | 4 | kim.vandal-resistantroundbollards.jpg | 49 | 17 | 22 | 15 |  |  | 1
1494 | Vandal-Resistant Square Bollards | The Vandal Resistant Bollards have been engineered to provide superior strength through extra thick components and base to grade connections that withstand considerable force. | http://www.kimlighting.com/products/vandalresistant_square_bollards | vandal-resistant-square-bollards | 4 | kim.vandal-resistantsquarebollards.jpg | 49 | 17 | 22 |  |  |  | 1
1495 | B30 Traditional Bollards | The B30 is clean, simple and precise. | http://www.kimlighting.com/products/b30_traditional_bollards | b30-traditional-bollards | 4 | kim.b30traditionalbollards.jpg | 49 | 17 | 22 |  |  |  | 1
1496 | Lightvault 8 flat frame | This cast brass, one piece, fully sealed luminaire can withstand both car and pedestrian traffic. | http://www.kimlighting.com/products/lightvault8_flat_frame/ | lightvault-8-flat-frame | 4 | kim.lightvault8flatframe.jpg | 49 | 20 | 22 |  |  |  | 1
1497 | Lightvault 8 Stainless Steel | These stainless steel, low-profile, ADA-approved luminaires are designed to blend into their surroundings, and are easily concealed from normal view if desired. | http://www.kimlighting.com/products/lightvault8_stainless_steel/ | lightvault-8-stainless-steele | 4 | kim.lightvault8stainlesssteel.jpg | 49 | 20 | 22 |  |  |  | 1
1498 | Lightvault 8 Half Shield | Blocks light from the rear of the unit to focus light distribution where it is wanted. | http://www.kimlighting.com/products/lightvault8_half_shield/ | lightvault-8-half-shield | 4 | kim.lightvault8halfshield.jpg | 49 | 20 | 22 |  |  |  | 1
1499 | Lightvault 8 Eyeball | this highly-adjustable configuration is ideal for delivering additional tilt required to focus on signs and facades. | http://www.kimlighting.com/products/lightvault8_eyeball/ | lightvault-8-eyeball | 4 | kim.lightvault8eyeball.jpg | 49 | 20 | 22 |  |  |  | 1
1500 | Lightvault 8 Rock Guard | Best for areas with heavy landscaping, or granular fills but also serves as a great accessory for sporting or cycling areas. | http://www.kimlighting.com/products/lightvault8_rock_guard/ | lightvault-8-rock-guard | 4 | kim.lightvault8rockguard.jpg | 49 | 20 | 22 |  |  |  | 1
1501 | Lightvault 8 Directional Marker | Incomparably tough, yet flexible in design choice. | http://www.kimlighting.com/products/lightvault8_directional_marker/ | lightvault-8-directional-marker | 4 | lightvault-8-directional-marker.jpg | 49 | 20 | 22 |  |  |  | 1
1502 | Direct Burial Floodlight | DBF combines the features of in-grade accent lights with above-grade floodlights, offering full floodlight optical systems in an architectual housing designed to project the lowest possible profile above grade. | http://www.kimlighting.com/products/direct_burial_floodlight/ | direct-burial-floodlight | 4 | kim.lightvault8directionalmarker.jpg | 49 | 20 | 22 |  |  |  | 1
1503 | Lightvault LTV760 | designed to withstand exposure to the most abusive environment of all lighting systems.Ingrade and above-grade components are made from solid cast bronze. | http://www.kimlighting.com/products/lightvault_ltv760/ | lightvault-ltv760 | 4 | kim.lightvaultltv760.jpg | 49 | 20 | 22 |  |  |  | 1
1504 | Well Lights | Well lights withstand the corrosive forces of water, soil and time. Lamp types vary from high-pressure sodium to metal halide. | http://www.kimlighting.com/products/well_lights/ | well-lights | 4 | kim.welllights.jpg | 49 | 20 | 22 |  |  |  | 1
1505 | LTV10 | Spot or narrow accent luminaire designed to withstand exposure from abusive and hazardous environments.In-grade components are made from a high strength glass reinforced composite. | http://www.kimlighting.com/products/ltv10_1/ | LTV10 | 4 | kim.lightvaultltv710-ltv10.jpg | 49 | 20 |  |  |  |  | 1
1506 | Low Level Flood | Low Level Floodlight is an architectual outdoor luminaire designed to integrate into the site, allowing uninterrupted viewing of the landscape and architectural design. | http://www.kimlighting.com/products/low_level_flood/ | low-level-flood | 4 | kim.lowlevelflood.jpg | 49 | 17 | 22 |  |  |  | 1
1507 | Site Wallforms | Site Wallforms are constructed of heavy-duty cast aluminum with a flat tempered glass lens and concealed hardware for vandal resistance. | http://www.kimlighting.com/products/site_wallforms/ | site-wallforms | 4 | kim.sitewallforms.jpg | 49 | 18 | 22 |  |  |  | 1
1508 | Wall Commander | Wall Commander combines powerful area illumination, dramatic accent lighting effects, and relevant architectural styling into one low profile wall mounted luminaire series. | http://www.kimlighting.com/products/wall_commander/ | wall-commander | 4 | kim.wallcommander.jpg | 49 | 18 | 22 |  |  |  | 1
1509 | Wall Director | Wall Director provides an innovative solution to the challenge of lighting ground surfaces, canopies and ceilings. | http://www.kimlighting.com/products/wall_director/ | wall-director | 4 | kim.walldirector.jpg | 49 | 18 | 22 | 15 |  |  | 1
1510 | Wall Forms-Round | the Round Wall Forms luminaires include five configurations to suit any building application. An ADA compliant cutoff downlight design provides perimeter lighting while enhancing architecture. | http://www.kimlighting.com/products/wall_forms_round/ | wall-forms-round | 4 | kim.wallforms-round.jpg | 49 | 18 | 22 |  |  |  | 1
1511 | Wall Forms-Square | The combination of up-lighting and down-lighting effects creates versatility, while recessed and surface mounting options provide application flexibility. | http://www.kimlighting.com/products/wall_forms_square/ | wall-forms-square | 4 | kim.wallforms-square.jpg | 49 | 18 |  |  |  |  | 1
1512 | Architectural Curvilinear | AC employs a soft curvilinear form that reduces wind loading and visual mass when compared to bulky square fixtures | http://www.kimlighting.com/products/architectural_curvilinear/ | architectural-curvilinear | 4 | kim.architecturalcurvilinear.jpg | 49 | 16 | 22 |  |  |  | 1
1513 | Mini Bounce | Mini Bounce is a smaller-scale version of Kim's popular Bounce and is ideal for pole or wall mounting in pedestrian zones, congregation points, pathways, perimeters, or other lower-mount applications. | http://www.kimlighting.com/products/minibounce | mini-bounce | 4 | kl_minib1_large.jpg | 49 | 16 | 22 |  |  |  | 1
1514 | Compact Floodlight CFL | Kim Architectural Floodlighting Systems are engineered to produce the specific distributions required to illuminate horizontal and vertical surfaces from minimal set-back distances, or mounting height | http://www.kimlighting.com/products/architectural_floodlights | compact-floodlight | 4 | kl_cfl2_large.jpg | 49 | 19 |  |  |  |  | 1
1515 | AFL 10/ AFL 20 Floodlight | Kim Architectural Floodlighting Systems are engineered to produce the specific distributions required to illuminate horizontal and vertical surfaces from minimal set-back distances, or mounting height | http://www.kimlighting.com/products/architectural_floodlights | afl-10-afl-20-floodlight | 4 | kl_afl1_large.jpg | 49 | 19 |  |  |  |  | 1
1516 | Micro Flood | Micro Flood® has a unique swivel mount that provides superior aiming without loosening over time and is constructed out of die-cast aluminum with powder coat paint finish for excellent value and rugged service. | http://www.kimlighting.com/products/microflood | micro-flood | 4 | kl_microflood5_large.jpg | 49 | 19 |  |  |  |  | 1
1517 | Sign/Wall Lighter | The 4300 Sign/Wall Lighter LED utilizes Kim's high performance PicoPrism™ optics to produce clean, smooth, illumination for sign lighting or wall wash applications. Its compact size makes it easy to conceal behind plants and shrubbery, while offering the latest in LED technology and energy efficiency. | http://www.kimlighting.com/products/signwall_lighter | sign-wall-lighter | 4 | kl_signlighter4_large.jpg | 49 | 19 |  |  |  |  | 1
1518 | Cove 25 | Cove-25 is a small scale, 1-lamp T5HO fixture with superior asymmetric distribution for mounting in concealed coves | http://www.litecontrol.com/cove-25 | cove-25 | 3 | 30_452_573_2500ccai_p_sv_a.jpg | 57 | 11 |  |  |  |  | 1
1519 | Cove 30 | Cove-30 is a concealed cove fixture with excellent asymmetric distribution in several lamping choices, including T8, T5, T5HO and Biax | http://www.litecontrol.com/cove-30 | cove-30 | 3 | 30_452_550_3000ccai_p_incove_a.jpg | 57 | 11 |  |  |  |  | 1

## Sheet4
Size ID | Product ID | Size | STARTS AT 1170
| Multiple Sizes | White/Aluminum
| Multiple Sizes | White/Aluminum
| 8 21/32" x 1 9/16" | White/aluminum
| Multiple Sizes | White/Aluminum
| Multiple Sizes | White/Aluminum
| Multiple Sizes | White/Aluminum
| Multiple Sizes | White/Aluminum
| Mutiple sizes | White/Aluminum
| Multiple Sizes | White/Aluminum
| Multiple Sizes | White/Aluminum
| Multiple Sizes | White/Aluminum
| 2' X 2' | White
| 2' x 4' | White
| Multiple Sizes | Aluminum
| 6" | Aluminum
| 6" | Aluminum
| 9" | Aluminum
| Multiple Sizes | White
| 9" | White
| 9" | White
| 10" | White
| 8" | Multiple Colors/finishes
| 6" | White
| 6" | White
| 3" | Multiple Colors/finishes
| 5" | Multiple Colors/finishes
| 6 3/4" | Aluminum
| 6 3/4" | Aluminum
| 7" | Aluminum
| 7" | Aluminum
| 8" | Multiple Colors/finishes
| 25 3/4" x 5 3/16" | Powder Coated Aluminum
| Multiple Sizes | White
| 24" x 4 3/4" | White
| Multiple Sizes | White
| Multiple Sizes | White
| Multiple Sizes | White
| Multiple Sizes | White
| Multiple Sizes | White
| Multiple Sizes | White
| Multiple Sizes | White
| Multiple Sizes | White
| Multiple Sizes | White
| Multiple Sizes | White
| Mutiple sizes | White
| Mutiple sizes | White
| Multiple Sizes | White
| Multiple Sizes | White
| Multiple Sizes | White
| Multiple Sizes | White
| Multiple Sizes | Powder Coated Aluminum
| Mutiple sizes | White
| 9" x 4" | White
| 9" x 4" | White
| Multiple Sizes | White
| Multiple Sizes | White
| Multiple Sizes | White
| Multiple Sizes | White
| Multiple Sizes | White
| Mutiple sizes | White
| Mutiple sizes | White
| Mutiple sizes | White
| 21.75" x 6.75" | Multiple Finishes
| Multiple Sizes | White
| Multiple Sizes | White
| Multiple Sizes | White
| Multiple Sizes | White
| Multiple Sizes | White
| Multiple Sizes | White
| Multiple Sizes | White
| Multiple Sizes | White
| Multiple Sizes | White
| Multiple Sizes | White
| Multiple Sizes | White
| Multiple Sizes | White
| Multiple Sizes | White
| Multiple Sizes | White
| Multiple Sizes | White
| Multiple Sizes | White
| Multiple Sizes | White
| Multiple Sizes | White
| Multiple Sizes | White
| Multiple Sizes | White
| Multiple Sizes | White
| Multiple Sizes | White
| Multiple Sizes | White
| Multiple Sizes | White
| Multiple Sizes | White
| Multiple Sizes | White
| Multiple Sizes | White
| Multiple Sizes | White
| Multiple Sizes | White
| Multiple Sizes | White
| Multiple Sizes | White
| Multiple Sizes | White
| Multiple Sizes | White
| Multiple Sizes | White
| Multiple Sizes | White
| Multiple Sizes | White
| Multiple Sizes | White
| Multiple Sizes | White
| Multiple Sizes | White
| Multiple Sizes | White
| Multiple Sizes | White
| Multiple Sizes | White
| Multiple Sizes | White
| Multiple Sizes | White
| Multiple Sizes | White
| Multiple Sizes | White
| Multiple Sizes | White
| Multiple Sizes | White
| Multiple Sizes | White
| Multiple Sizes | White
| Multiple Sizes | White
| 12 1/4" x 21 1/2" | Multiple finishes
| 15 3/8" x 28 3/4" | Multiple finishes
| 15" x 32" | Multiple finishes
| 16" X 40 1/2" | Multiple finishes
| 15.41"x 6/50" | Multiple Colors
| 15 1/4" x 36 1/4" | Multiple finishes
| 15.41"x 6/50" | Multiple Colors
| 12.91" x 6.50" | Multiple Colors
| 12 1/2" x 31 1/4" | Multiple finishes
| 16" x 35" | Multiple finishes
| 27" x 41" | Multiple finishes
| 16" x 38 1/2" | Multiple Colors
| 16.71" x 6.50" | Multiple Colors16.71
| Multiple Sizes | Multiple finishes
| 16.71" x 6.50" | Multiple Colors
| 16" x 40-1/2" | Multiple finishes
| 17" x 38-1/2" | Multiple finishes
| Multiple Sizes | Multiple finishes
| Multiple Sizes | Multiple finishes
| 18" x 38" | Multiple finishes
| 18" x 38" | Multiple finishes
| 18" x 38 | Multiple finishes
| 18" x 35" | Multiple finishes
| 18" x 40" | Multiple finishes
| 6.50" x 16.71" x 7.83" | Multiple finishes
| 18" x 38-5/8" | Multiple finishes
| 18" x 41" | Multiple finishes
| 16" x 42" | Multiple finishes
| 17-1/2" x 33" | Multiple finishes
| 18" x 38" | Multiple finishes
Multiple finishes
| 17-1/2" x 33" | Multiple finishes
| 17-3/8" x 42-7/8" | Multiple finishes
| 17-1/4" x 32-3/4" | Multiple finishes
| 18" x 43" | Multiple finishes
| 16" x 37-1/2" | Multiple finishes
| 16" x 40" | Multiple finishes
| 18" x 25" | Multiple finishes
| 18" x 25" | Multiple finishes
| 6.50" x 16.71" x 7.83" | Multiple finishes
| 18" x 38-5/8" | Multiple finishes
| 16" x 42" | Multiple finishes
| 16" x 18 " x 28-1/2" | Multiple finishes
| Mulitple Sizes | Multiple finishes
| Multiple Sizes | Multiple finishes
| Multiple Sizes | Multiple finishes
| 18" white 14-1/2" x 14-1/2" _ 18"x 32" _14", 16", 18" and 20" | Multiple finishes
| 18" x 24" | Multiple finishes
| 14-3/4" x 18-3/8" | Multiple finishes
| 16-3/4" x 20-5/8" | Multiple finishes
| 21" x 24-3/4" | Multiple finishes
| 21" x 43" | Multiple finishes
| 18-1/4" x 41-3/4" | Multiple finishes
| 15" x 40-3/4" | Multiple finishes
| 10" x 24" | Multiple finishes
| 15" x 35" | Multiple finishes
| 15" x 37-1/2" | Multiple finishes
| 12" x 30" | Multiple finishes
| 14-1/4" x 39" | Multiple finishes
| 14-1/2" x 38" | Multiple finishes
| 14-1/4" x 41-1/4" | Multiple finishes
| 15" x 33-1/4" _ 10" x 23-3/4"(smaller) | Multiple finishes
| 14-1/4" x 42-5/8" | Multiple finishes
| 21" x 43" | Multiple finishes
| 21" x 43" | Multiple finishes
| 21" x 40" | Multiple finishes
| 16" x 47" | Multiple finishes
| 18" x 31-1/2" | Multiple finishes
| 15" x 36" | Multiple finishes
| 13" x 27-1/4" | Multiple finishes
| 21-1/4" x 39-5/8" | Multiple finishes
| 17" x 29" _ 17" x 33-1/4" | Multiple finishes
| 17-1/2" x 38" x 19" | Multiple finishes
| 17-1/2" x 38" | Multiple finishes
| 17-1/2" x 38" x 19" | Multiple finishes
| 16" x 38" x 17" | Multiple finishes
| Multiple Sizes | Multiple finishes
| 16" x 38" x 17" | Multiple finishes
| 13-1/2" x 34-1/2" x 15" | Multiple finishes
| 34 1/2" x 13 1/3" | Multiple finishes
| 22-1/2" x 45-3/4" | Multiple finishes
| 22-1/2" x 43-3/4" | Multiple finishes
| 12" x 26" x 17" | Multiple finishes
| Multiple Sizes | Multiple finishes
| 21-3/8" x 48-3/4" _ 17" x 37-1/4"(smaller) | Multiple finishes
| 17" x 40-1/2" | Multiple finishes
| 17" x 40" | Multiple finishes
| 14" x 41-3/8" (16-1/2" | Multiple finishes
| 15" x 32" | Multiple finishes
| 15-1/2" x 30" | Multiple finishes
| 15-1/2" x 30" | Multiple finishes
| 12" x 22" x 17" | Multiple finishes
| 13-1/2" x 34" | Multiple finishes
| 15-1/2" x 36" | Multiple finishes
| 15-1/2" x 38" | Multiple finishes
| 17-1/4" x 35" | Multiple finishes
| 18" x 46" | Multiple finishes
| 18" x 46" | Multiple finishes
| 18" x 46" | Multiple finishes
| 18" x 46 | Multiple Finishes
| 15.5 x 35 | Multiple Finishes
| Multiple Sizes | Multiple Finishes
| 24" x 12" | Multiple Finishes
| 21" x 43 1/8 | Multiple Finishes
| 18 1/2 x 42 3/4" | Multiple Finishes
| 17 5/8 x 41 1/2 | Multiple Finishes
| 24" x 37" | Multiple Finishes
| 33" x 24" | Multiple Finishes
| 19 3/4 x 28 1/2 | Multiple Finishes
| 24" x 37" | Multiple Finishes
| 24" x 37" | Multiple Finishes
| 16" x 23" | Multiple Finishes
| 13'x19" | Multiple Finishes
| 13"x 19" | Multiple Finishes
| 17" x 26 1/2 | Multiple Finishes
| 17" x 26 1/2 | Multiple Finishes
| 17" x 26 1/2 | Multiple Finishes
| 22" x32 3/4 | Multiple Finishes
| 18 1/2 x 34 1/2 | Multiple Finishes
| 18 1/2 x 30 1/2 | Multiple Finishes
| 25"x26 3/4 | Multiple Finishes
| 30" x 32" | Multiple Finishes
| 19" x 28 | Multiple Finishes
| 28" x 26" | Multiple Finishes
| 28" x 28" | Multiple Finishes
| 20" x24 3/8" | Multiple Finishes
| 18" x 35" | Multiple Finishes
| 19 1/2" x 41" | Multiple Finishes
| 20" x 30" | Multiple Finishes
| 18 1/2" x 34 1/2" | Multiple Finishes
| 18 1/2 x 21 1/2 | Multiple Finishes
| 17" x 35" | Multiple Finishes
| 21" x 17 1/18" | Multiple Finishes
| 21" x 17 1/18" | Multiple Finishes
| 17 3/4" x 27 7/8" | Multiple Finishes
| 18 5/8" x 18 3/4" | Multiple Finishes
| 27" x 31" | Multiple Finishes
| 12 1/4" x 17 3/4" | Multiple Finishes
| 13" x 19" | Multiple Finishes
| 13" x 19" | Multiple Finishes
| 22" x 10" | Multiple Finishes
| 46.43" x 5.61" | Multiple Finishes
| Multiple Sizes | Multiple Finishes
| 45" x 10" | Multiple Finishes
| 60 1/4 x 19" | Multiple Finishes
| 50" x 20" | Multiple Finishes
| 51 1/4" x 16" | Multiple Finishes
| 39 1/2" x 17 1/2" | Multiple Finishes
| 32" x 10 1/2 | Multiple Finishes
| 50" x 11 7/8" | Multiple Finishes
| 50" x 8" | Multiple Finishes
| 45" x 11" | Multiple Finishes
| 47" x 18" | Multiple Finishes
| 60 3/8" x 8" | Multiple Finishes
| 50" x 17 1/2" | Multiple Finishes
| 37" x 15" | Multiple Finishes
| 55" x 20" | Multiple Finishes
| 50" x 17 1/2" | Multiple Finishes
| 28" x 7 1/2" | Multiple Finishes
| 48" x 15" | Multiple Finishes
| 50" x 14" | Multiple Finishes
| Multiple Sizes | Multiple Finishes
| 48" x 18" | Multiple Finishes
| Multiple Sizes | Multiple Finishes
| Multiple Sizes | Multiple Finishes
| Multiple Sizes | Multiple Finishes
| 42" x 11 1/2" | Multiple Finishes
| 50" x 17 1/2" | Multiple Finishes
| 45 1/2" x 17 1/2" | Multiple Finishes
| 46 3/4" x 10 1/2" | Multiple Finishes
| 48" x 7" | Multiple Finishes
| 50 1/2" x 11 3/4" | Multiple Finishes
| Multiple Sizes | Multiple Finishes
| 20.5 " x 38" | Multiple Finishes
| 15.6" x 30.8" | Multiple Finishes
| 23" x 32" | Multiple Finishes
| 28.84" x 11.44" | Multiple Finishes
| 16.43" x 5.61" | Multiple Finishes
| 21" x 37" | Multiple Finishes
| 32.5" x 5.0" | Multiple Finishes
| 30" x 33" | Multiple Finishes
| 16.5" x 29.3" | Multiple Finishes
| 21" x 17 1/18" | Multiple Finishes
| 27" x 19 1/18" | Multiple Finishes
| 31" x 21 1/2" | Multiple Finishes
| 24" x 16 3/8" | Multiple Finishes
| 20" x 21" | Multiple Finishes
| 27" x 27 1/4" | Multiple Finishes
| 30" x 32" | Multiple Finishes
| Multiple Sizes | Multiple Finishes
| Multiple Sizes | Multiple Finishes
| Multiple Sizes | Multiple Finishes
| Multiple Sizes | Multiple Finishes
| Multiple Sizes | Multiple Finishes
| Multiple Sizes | Multiple Finishes
| Multiple Sizes | Multiple Finishes
| Multiple Sizes | Multiple Finishes
| Multiple Sizes | Multiple Finishes
| Multiple Sizes | Multiple Finishes
| Multiple Sizes | Multiple Finishes
| Multiple Sizes | Multiple Finishes
| Multiple Sizes | Multiple Finishes
| Multiple Sizes | Multiple Finishes
| Multiple Sizes | Multiple Finishes
| Multiple Sizes | Multiple Finishes
| Multiple Sizes | Multiple Finishes
| Multiple Sizes | Multiple Finishes
| Multiple Sizes | Multiple Finishes
| Multiple Sizes | Multiple Finishes
| Multiple Sizes | Multiple Finishes
| Multiple Sizes | Multiple Finishes
| 36" | Multiple Finishes
| Multiple Sizes | Bronze
| Multiple Sizes | Steel
| Multiple Sizes | Bronze
| Multiple Sizes | Bronze
| Multiple Sizes | Bronze
| Multiple Sizes | Multiple Finishes
| Multiple Sizes | Multiple Finishes
| 6" | Multiple Finishes
| Multiple Sizes | Black
| 11-5/8" diameter | Bronze
| Multiple Sizes | Multiple Finishes
| Multiple Sizes | Multiple Finishes
| Multiple Sizes | Multiple Finishes
| 4 1/2" | Multiple Finishes
| Multiple Sizes | Multiple Finishes
| Multiple Sizes | Multiple Finishes
| Multiple Sizes | Multiple Finishes
| Multiple Sizes | Multiple Finishes
| 7 1/2 " | Multiple Finishes
| Multiple Sizes | Multiple Finishes
| Multiple Sizes | Multiple Finishes
| Multiple Sizes | Multiple Finishes
| 2 1/16"H by 6"W | White
| 3 1/8"x8" | White