## Sheet1
Product # | Product Name | Product Description | Manufacture Product URL | Product Name Slug | Cost Range (Good, Better, Best) | Image File | Manufacture ID | Category 1 | Led Interior/Exterior | Quick Ship Interior/Exterior | DLC Qualified | Award Winning | Status (1,0)
3790 | Unity CM1901 | Recessed mount. 3-1/2" recessed depth minimizes interference with systems within ceiling plenum. 5 year product warranty. | https://vl10.visalighting.com/catalog/i/Indoor/Ceiling/Unity/CM1901 | visa-unity-cm1901 |  | CM1901_4.jpg | 87 | 9 | 12 | 1 |  |  | 1
3791 | Unity CM1903 | 5 year product warranty. Surface mount. Oven cured no VOC acrylic powder coat for painted finishes. | https://vl10.visalighting.com/catalog/i/Indoor/Ceiling/Unity/CM1903 | visa-unity-cm1903 |  | CM1903_4.jpg | 87 | 9 | 12 | 1 |  |  | 1
3792 | Unity CM1900 | 2 x 2 Overbed Recessed, with reading light. Fluorescent or LED source. 5 year product warranty. | https://vl10.visalighting.com/catalog/i/Indoor/Ceiling/Unity/CM1900 | visa-unity-cm1900 |  | CM1900_4.jpg | 87 | 9 | 12 | 1 |  |  | 1
3793 | Unity CM1902 | 2 x 2 Overbed Surface with reading light. Captive swing down lenses with spring loaded thumb latches for tool-less relamping. | https://vl10.visalighting.com/catalog/i/Indoor/Ceiling/Unity/CM1902 | visa-unity-cm1902 |  | CM1902_4.jpg | 87 | 9 | 12 | 1 |  |  | 1
3794 | Unity CM1906 | 2 x 4 Overbed Recessed. 3-1/2" recessed depth minimizes interference with systems within ceiling plenum. | https://vl10.visalighting.com/catalog/i/Indoor/Ceiling/Unity/CM1906 | visa-unity-cm1906 |  | CM1906_4.jpg | 87 | 9 | 12 | 1 |  |  | 1
3795 | Unity CM1908 | 2 x 4 Overbed Surface. Fluorescent source. Luminous side panels are are made of Lumieo™ matte white acrylic. | https://vl10.visalighting.com/catalog/i/Indoor/Ceiling/Unity/CM1908 | visa-unity-cm1908 |  | CM1908_4.jpg | 87 | 9 | 12 | 1 |  |  | 1
3796 | Unity CM1912 | 4' Dual Overbed Recessed. Set of 2 recessed mount units. Factory installed connectors join primary and secondary units. | https://vl10.visalighting.com/catalog/i/Indoor/Ceiling/Unity/CM1912 | visa-unity-cm1912 |  | CM1912_4.jpg | 87 | 9 | 12 |  |  |  | 1
3797 | Unity CM1914 | 4' Dual Overbed Surface. 5 year product warranty. Set of 2 surface mount units. | https://vl10.visalighting.com/catalog/i/Indoor/Ceiling/Unity/CM1914 | visa-unity-cm1914 |  | CM1914_4.jpg | 87 | 9 | 12 |  |  |  | 1
3798 | Serenity CM1930 | Made in America by an American owned corporation. Shallow recessed depth minimizes interference with systems within ceiling plenum. | https://vl10.visalighting.com/catalog/i/CM1930 | visa-serenity-cm1930 |  | CM1930_4.jpg | 87 | 9 | 12 |  |  |  | 1
3799 | Serenity CM1932 | 5 year product warranty. Surface mount or recessed mount. Shallow recessed depth minimizes interference with systems within ceiling plenum. | https://vl10.visalighting.com/catalog/i/CM1932 | visa-serenity-cm1932 |  | CM1932_4.jpg | 87 | 9 | 12 |  |  |  | 1
3800 | Serenity CM1938 | Low energy, long life LED source. 5 year product warranty. Made in America by an American owned corporation. | https://vl10.visalighting.com/catalog/i/CM1938 | visa-serenity-cm1938 |  | CM1938_4.jpg | 87 | 9 | 12 |  |  |  | 1
3801 | Serenity CM1940 | Made in America by an American owned corporation. Surface mount or recessed mount. Shallow recessed depth. | https://vl10.visalighting.com/catalog/i/CM1940 | visa-serenity-cm1940 |  | CM1940_4.jpg | 87 | 9 | 12 |  |  |  | 1
3802 | Serenity CM1946 | 5 year product warranty. Made in America by an American owned corporation. Shallow recessed depth. | https://vl10.visalighting.com/catalog/i/CM1946 | visa-serenity-cm1946 |  | CM1946_4.jpg | 87 | 9 | 12 |  |  |  | 1
3803 | Serenity CM1948 | Surface or recessed mount. Shallow recessed depth minimizes interference with systems within ceiling plenum. | https://vl10.visalighting.com/catalog/i/CM1948 | visa-serenity-cm1948 |  | CM1948_4.jpg | 87 | 9 | 12 |  |  |  | 1
3804 | Advantus CV1100-24 | 5 year product warranty. Extruded aluminum housing with die-cast end caps and mounting hardware. Fluorescent source. Ceiling or wall mount. | https://vl10.visalighting.com/catalog/i/Indoor/Ceiling/Advantus/CV1100-24 | visa-advantus-cv1100-24 |  | CV1100_4.jpg | 87 | 11 |  | 1 |  |  | 1
3805 | Advantus CV1100-24PSX | Extruded aluminum housing with die-cast end caps and mounting hardware. MRI option enables use in magnetic resonance imaging (MRI) rooms. Ceiling or wall mount. | https://vl10.visalighting.com/catalog/i/Indoor/Ceiling/Advantus/CV1100-24PSX | visa-advantus-cv1100-24psx |  | CV1100_4.jpg | 87 | 11 | 12 | 1 |  |  | 1
3806 | Advantus CV1100-36 | Ceiling or wall stem mount. Oven cured no VOC acrylic powder coat. 5 year product warranty. | https://vl10.visalighting.com/catalog/i/Indoor/Ceiling/Advantus/CV1100-36 | visa-advantus-cv1100-36 |  | CV1100_4.jpg | 87 | 11 |  | 1 |  |  | 1
3807 | Advantus CV1100-36PSX | Easy mounting with secure aiming lock. Ceiling or wall stem mount. Zero clearance end mount for easy installation and maintenance in tight mounting applications. | https://vl10.visalighting.com/catalog/i/Indoor/Ceiling/Advantus/CV1100-36PSX | visa-advantus-cv1100-36psx |  | CV1100_4.jpg | 87 | 11 | 12 | 1 |  |  | 1
3808 | Advantus CV1100-48 | Ceiling and wall mounting. Rectangular canopy gives added strength for wall mount applications. | https://vl10.visalighting.com/catalog/i/Indoor/Ceiling/Advantus/CV1100-48 | visa-advantus-cv1100-48 |  | CV1100_4.jpg | 87 | 11 |  | 1 |  |  | 1
3809 | Advantus CV1100-48PSX | Easy mounting with secure aiming lock. Ceiling or wall stem mount. Low energy, long life LED source. | https://vl10.visalighting.com/catalog/i/Indoor/Ceiling/Advantus/CV1100-48PSX | visa-advantus-cv1100-48psx |  | CV1100_4.jpg | 87 | 11 | 12 | 1 |  |  | 1
3810 | Advantus CV1100-72 | 5 year product warranty. Extruded aluminum housing with die-cast end caps and mounting hardware. With secure aiming lock. Ceiling or wall stem mount. Easy relamping. | https://vl10.visalighting.com/catalog/i/Indoor/Ceiling/Advantus/CV1100-72 | visa-advantus-cv1100-72 |  | CV1100_4.jpg | 87 | 11 |  | 1 |  |  | 1
3811 | Advantus CV1100-72PSX | Easy mounting with secure aiming lock. Ceiling or wall stem mount. Low energy, long life LED source. | https://vl10.visalighting.com/catalog/i/Indoor/Ceiling/Advantus/CV1100-72PSX | visa-advantus-cv1100-72psx |  | CV1100_4.jpg | 87 | 11 | 12 | 1 |  |  | 1
3812 | Advantus CV1100-96 | Ceiling or wall stem mount. Zero clearance end mount for easy installation and maintenance in tight mounting applications. Option for continuous row mounting. | https://vl10.visalighting.com/catalog/i/Indoor/Ceiling/Advantus/CV1100-96 | visa-advantus-cv1100-96 |  | CV1100_4.jpg | 87 | 11 |  | 1 |  |  | 1
3813 | Advantus CV1100-96PSX | Easy mounting with secure aiming lock. Ceiling or wall stem mount. Low energy, long life LED source. | https://vl10.visalighting.com/catalog/i/Indoor/Ceiling/Advantus/CV1100-96PSX | visa-advantus-cv1100-96psx |  | CV1100_4.jpg | 87 | 11 | 12 | 1 |  |  | 1
3814 | Advantus CV1110-24 | Ceiling or wall stem mount. Zero clearance end mount for easy installation and maintenance in tight mounting applications. Option for continuous row mounting. | https://vl10.visalighting.com/catalog/i/Indoor/Ceiling/Advantus/CV1110-24 | visa-advantus-cv1110-24 |  | CV1110_4.jpg | 87 | 11 |  | 1 |  |  | 1
3815 | Advantus CV1110-24PSX | Easy mounting with secure aiming lock. Ceiling or wall stem mount. Low energy, long life LED source. | https://vl10.visalighting.com/catalog/i/Indoor/Ceiling/Advantus/CV1110-24PSX | visa-advantus-cv1110-24psx |  | CV1110_4.jpg | 87 | 11 | 12 | 1 |  |  | 1
3816 | Advantus CV1110-36 | Ceiling or wall stem mount. Zero clearance end mount for easy installation and maintenance in tight mounting applications. Option for continuous row mounting. | https://vl10.visalighting.com/catalog/i/Indoor/Ceiling/Advantus/CV1110-36 | visa-advantus-cv1110-36 |  | CV1110_4.jpg | 87 | 11 |  | 1 |  |  | 1
3817 | Advantus CV1110-36PSX | Easy mounting with secure aiming lock. Ceiling or wall stem mount. Low energy, long life LED source. | https://vl10.visalighting.com/catalog/i/Indoor/Ceiling/Advantus/CV1110-36PSX | visa-advantus-cv1110-36psx |  | CV1110_4.jpg | 87 | 11 | 12 | 1 |  |  | 1
3818 | Advantus CV1110-48 | Fluorescent source. Easy relamping. Source specific optical systems. Wall, Ceiling mount. | https://vl10.visalighting.com/catalog/i/Indoor/Ceiling/Advantus/CV1110-48 | visa-advantus-cv1110-48 |  | CV1110_4.jpg | 87 | 11 |  | 1 |  |  | 1
3819 | Advantus CV1110-48PSX | Wall, Ceiling mount. Low energy, long life LED source. Easy relamping. | https://vl10.visalighting.com/catalog/i/Indoor/Ceiling/Advantus/CV1110-48PSX | visa-advantus-cv1110-48psx |  | CV1110_4.jpg | 87 | 11 | 12 | 1 |  |  | 1
3820 | Advantus CV1110-72 | 5 year product warranty. Extruded aluminum housing with die-cast end caps and mounting hardware. With secure aiming lock. Ceiling or wall stem mount. | https://vl10.visalighting.com/catalog/i/Indoor/Ceiling/Advantus/CV1110-72 | visa-advantus-cv1110-72 |  | CV1110_4.jpg | 87 | 11 |  | 1 |  |  | 1
3821 | Advantus CV1110-72PSX | Easy mounting with secure aiming lock. Ceiling or wall stem mount. Low energy, long life LED source. | https://vl10.visalighting.com/catalog/i/Indoor/Ceiling/Advantus/CV1110-72PSX | visa-advantus-cv1110-72psx |  | CV1110_4.jpg | 87 | 11 | 12 | 1 |  |  | 1
3822 | Advantus CV1110-96 | Fluorescent source. Easy relamping. Source specific optical systems. Wall, Ceiling mount. | https://vl10.visalighting.com/catalog/i/Indoor/Ceiling/Advantus/CV1110-96 | visa-advantus-cv1110-96 |  | CV1110_4.jpg | 87 | 11 |  | 1 |  |  | 1
3823 | Advantus CV1110-96PSX | Easy mounting with secure aiming lock. Ceiling or wall stem mount. Low energy, long life LED source. | https://vl10.visalighting.com/catalog/i/Indoor/Ceiling/Advantus/CV1110-96PSX | visa-advantus-cv1110-96psx |  | CV1110_4.jpg | 87 | 11 | 12 | 1 |  |  | 1
3824 | Advantus CV1120-24 | ADA compliant wall bracket. Extruded aluminum housing with die-cast end caps and mounting hardware. Wall, Ceiling mount. | https://vl10.visalighting.com/catalog/i/Indoor/Ceiling/Advantus/CV1120-24 | visa-advantus-cv1120-24 |  | CV1120_4.jpg | 87 | 11 |  | 1 |  |  | 1
3825 | Advantus CV1120-24PSX | ADA compliant wall bracket. Extruded aluminum housing with die-cast end caps and mounting hardware. Wall, Ceiling mount. | https://vl10.visalighting.com/catalog/i/Indoor/Ceiling/Advantus/CV1120-24PSX | visa-advantus-cv1120-24psx |  | CV1120_4.jpg | 87 | 11 | 12 | 1 |  |  | 1
3826 | Advantus CV1120-36 | ADA compliant wall bracket. Bracket or yoke mount. Fluorescent source. Wall, Ceiling mount. | https://vl10.visalighting.com/catalog/i/Indoor/Ceiling/Advantus/CV1120-36 | visa-advantus-cv1120-36 |  | CV1120_4.jpg | 87 | 11 |  | 1 |  |  | 1
3827 | Advantus CV1120-36PSX | ADA compliant wall bracket. Bracket or yoke mount. Fluorescent source. Wall, Ceiling mount. | https://vl10.visalighting.com/catalog/i/Indoor/Ceiling/Advantus/CV1120-36PSX | visa-advantus-cv1120-36psx |  | CV1120_4.jpg | 87 | 11 | 12 | 1 |  |  | 1
3828 | Advantus CV1120-48 | ADA compliant wall bracket. Bracket or yoke mount. Fluorescent source. Wall, Ceiling mount. | https://vl10.visalighting.com/catalog/i/Indoor/Ceiling/Advantus/CV1120-48 | visa-advantus-cv1120-48 |  | CV1120_4.jpg | 87 | 11 |  | 1 |  |  | 1
3829 | Advantus CV1120-48PSX | Low energy, long life LED source. Easy relamping. ADA compliant wall bracket. Wall, Ceiling mount. | https://vl10.visalighting.com/catalog/i/Indoor/Ceiling/Advantus/CV1120-48PSX | visa-advantus-cv1120-48psx |  | CV1120_4.jpg | 87 | 11 | 12 | 1 |  |  | 1
3830 | Advantus CV1120-72 | Fluorescent source. Easy mounting with secure aiming lock. ADA compliant wall bracket. Wall, Ceiling mount. | https://vl10.visalighting.com/catalog/i/Indoor/Ceiling/Advantus/CV1120-72 | visa-advantus-cv1120-72 |  | CV1120_4.jpg | 87 | 11 |  | 1 |  |  | 1
3831 | Advantus CV1120-72PSX | ADA compliant wall bracket. Wall, Ceiling mount. Extruded aluminum housing with die-cast end caps and mounting hardware. | https://vl10.visalighting.com/catalog/i/Indoor/Ceiling/Advantus/CV1120-72PSX | visa-advantus-cv1120-72psx |  | CV1120_4.jpg | 87 | 11 | 12 | 1 |  |  | 1
3832 | Advantus CV1120-96 | Oven cured no VOC acrylic powder coat. Easy mounting with secure aiming lock. Wall, Ceiling mount. | https://vl10.visalighting.com/catalog/i/Indoor/Ceiling/Advantus/CV1120-96 | visa-advantus-cv1120-96 |  | CV1120_4.jpg | 87 | 11 |  | 1 |  |  | 1
3833 | Advantus CV1120-96PSX | ADA compliant wall bracket. Extruded aluminum housing with die-cast end caps and mounting hardware. Wall, Ceiling mount. | https://vl10.visalighting.com/catalog/i/Indoor/Ceiling/Advantus/CV1120-96PSX | visa-advantus-cv1120-96psx |  | CV1120_4.jpg | 87 | 11 | 12 | 1 |  |  | 1
3834 | Advantus CV1130-24 | 5 year product warranty. Extruded aluminum housing with die-cast end caps and mounting hardware. Wall, Ceiling mount. | https://vl10.visalighting.com/catalog/i/Indoor/Wall/Advantus/CV1130-24 | visa-advantus-cv1130-24 |  | CV1130_4.jpg | 87 | 11 |  | 1 |  |  | 1
3835 | Advantus CV1130-24PSX | Easy mounting with secure aiming lock. Wall, Ceiling mount. Low energy, long life LED source. | https://vl10.visalighting.com/catalog/i/Indoor/Wall/Advantus/CV1130-24PSX | visa-advantus-cv1130-24psx |  | CV1130_4.jpg | 87 | 11 | 12 | 1 |  |  | 1
3836 | Advantus CV1130-36 | Fluorescent source. Easy relamping. Source specific optical systems. Bracket or yoke mount. Wall, Ceiling mount. | https://vl10.visalighting.com/catalog/i/Indoor/Wall/Advantus/CV1130-36 | visa-advantus-cv1130-36 |  | CV1130_4.jpg | 87 | 11 |  | 1 |  |  | 1
3837 | Advantus CV1130-36PSX | Easy mounting with secure aiming lock. Wall, Ceiling mount. Low energy, long life LED source. | https://vl10.visalighting.com/catalog/i/Indoor/Wall/Advantus/CV1130-36PSX | visa-advantus-cv1130-36psx |  | CV1130_4.jpg | 87 | 11 | 12 | 1 |  |  | 1
3838 | Advantus CV1130-48 | Fluorescent source. Easy relamping. Source specific optical systems. Bracket or yoke mount. Wall, Ceiling mount. | https://vl10.visalighting.com/catalog/i/Indoor/Wall/Advantus/CV1130-48 | visa-advantus-cv1130-48 |  | CV1130_4.jpg | 87 | 11 |  | 1 |  |  | 1
3839 | Advantus CV1130-48PSX | Low energy, long life LED source. Easy relamping. Source specific optical systems. Wall, Ceiling mount. | https://vl10.visalighting.com/catalog/i/Indoor/Wall/Advantus/CV1130-48PSX | visa-advantus-cv1130-48psx |  | CV1130_4.jpg | 87 | 11 | 12 | 1 |  |  | 1
3840 | Advantus CV1130-72 | Fluorescent source. Easy relamping. Source specific optical systems. Bracket or yoke mount. Wall, Ceiling mount. | https://vl10.visalighting.com/catalog/i/Indoor/Wall/Advantus/CV1130-72 | visa-advantus-cv1130-72 |  | CV1130_4.jpg | 87 | 11 |  | 1 |  |  | 1
3841 | Advantus CV1130-72PSX | Low energy, long life LED source. Easy relamping. Source specific optical systems. Wall, Ceiling mount. | https://vl10.visalighting.com/catalog/i/Indoor/Wall/Advantus/CV1130-72PSX | visa-advantus-cv1130-72psx |  | CV1130_4.jpg | 87 | 11 | 12 | 1 |  |  | 1
3842 | Advantus CV1130-96 | Wall, Ceiling mount. Easy mounting with secure aiming lock. Bracket or yoke mount. | https://vl10.visalighting.com/catalog/i/Indoor/Wall/Advantus/CV1130-96 | visa-advantus-cv1130-96 |  | CV1130_4.jpg | 87 | 11 |  | 1 |  |  | 1
3843 | Advantus CV1130-96PSX | Low energy, long life LED source. Easy relamping. Source specific optical systems. Wall, Ceiling mount. | https://vl10.visalighting.com/catalog/i/Indoor/Wall/Advantus/CV1130-96PSX | visa-advantus-cv1130-96psx |  | CV1130_4.jpg | 87 | 11 | 12 | 1 |  |  | 1
3844 | Advantus CV3210-16 | With 5" housing, 16" width stem. Fluorescent or Ceramic Metal HID. Wall, Ceiling mount. | https://vl10.visalighting.com/catalog/i/Indoor/Ceiling/Advantus/CV3210-16 | visa-advantus-cv3210-16 |  | CV3210_4.jpg | 87 | 11 |  | 1 |  |  | 1
3845 | Advantus CV3230-16 | With 5" housing, 16" width yoke/bracket. Fluorescent or Ceramic Metal HID. Wall, Ceiling mount. | https://vl10.visalighting.com/catalog/i/Indoor/Ceiling/Advantus/CV3230-16 | visa-advantus-cv3230-16 |  | CV3230_4.jpg | 87 | 11 |  | 1 |  |  | 1
3846 | Advantus CV3210-26 | With 5" housing, 26" width stem. Fluorescent source. Wall, Ceiling mount. | https://vl10.visalighting.com/catalog/i/Indoor/Ceiling/Advantus/CV3210-26 | visa-advantus-cv3210-26 |  | CV3210_4.jpg | 87 | 11 |  | 1 |  |  | 1
3847 | Advantus CV3230-26 | With 5" housing, 26" width yoke/bracket. Fluorescent or Ceramic Metal HID. Wall, Ceiling mount. | https://vl10.visalighting.com/catalog/i/Indoor/Ceiling/Advantus/CV3230-26 | visa-advantus-cv3230-26 |  | CV3230_4.jpg | 87 | 11 |  | 1 |  |  | 1
3848 | Advantus CV3210-36 | With 5" housing, 36" width stem. Fluorescent source. Easy relamping. Ceiling or wall stem mount. | https://vl10.visalighting.com/catalog/i/Indoor/Ceiling/Advantus/CV3210-36 | visa-advantus-cv3210-36 |  | CV3210_4.jpg | 87 | 11 |  | 1 |  |  | 1
3849 | Advantus CV3230-36 | With 5" housing , 36" width yoke/bracket. Fluorescent source. Wall, Ceiling mount. | https://vl10.visalighting.com/catalog/i/Indoor/Ceiling/Advantus/CV3230-36 | visa-advantus-cv3230-36 |  | CV3210_4.jpg | 87 | 11 |  | 1 |  |  | 1
3850 | Advantus CV3210-52 | With 5" housing, 52" width stem.Fluorescent source. Ceiling or wall stem mount. | https://vl10.visalighting.com/catalog/i/Indoor/Ceiling/Advantus/CV3210-52 | visa-advantus-cv3210-52 |  | CV3210_4.jpg | 87 | 11 |  | 1 |  |  | 1
3851 | Advantus CV3230-52 | With 5" housing, 52" width yoke/bracket. Fluorescent source. Wall, ceiling mount. | https://vl10.visalighting.com/catalog/i/Indoor/Ceiling/Advantus/CV3230-52 | visa-advantus-cv3230-52 |  | CV3230_4.jpg | 87 | 11 |  | 1 |  |  | 1
3852 | Advantus CV3210-72 | With 5" housing, 72" width stem. Fluorescent source. Ceiling or wall stem mount. | https://vl10.visalighting.com/catalog/i/Indoor/Ceiling/Advantus/CV3210-72 | visa-advantus-cv3210-72 |  | CV3210_4.jpg | 87 | 11 |  | 1 |  |  | 1
3853 | Advantus CV3230-72 | With 5" housing, 72" width yoke/bracket. Fluorescent source. Wall,Ceiling mount. | https://vl10.visalighting.com/catalog/i/Indoor/Ceiling/Advantus/CV3230-72 | visa-advantus-cv3230-72 |  | CV3230_4.jpg | 87 | 11 |  | 1 |  |  | 1
3854 | Air Foil CB5300 | Wall Sconce,1 arm. Surface, Vertical Mount. Edge lit trim. T5 or T-8 Fluorescent, LED source. | https://vl10.visalighting.com/catalog/i/Indoor/Wall/Air%20Foil/CB5300 | visa-air-foil-cb5300 |  | CB5300_4.jpg | 87 | 11 | 12 |  |  |  | 1
3855 | Air Foil CB5302 | Wall Sconce, 2 arm. Surface, Vertical Mount. Edge lit trim. T5 or T-8 Fluorescent, LED source. | https://vl10.visalighting.com/catalog/i/Indoor/Wall/Air%20Foil/CB5302 | visa-air-foil-cb5302 |  | CB5302_4.jpg | 87 | 11 | 12 |  |  |  | 1
3856 | Alabaster CB3030 | Natural Spanish Alabaster diffuser. Fluorescent or incandescent sources. Easy tool-less relamping. | https://vl10.visalighting.com/catalog/i/Indoor/Wall/Alabaster/CB3030 | visa-alabaster-cb3030 |  | CB3030_4.jpg | 87 | 11 |  |  |  |  | 1
3857 | Alabaster CB3032 | Natural Spanish Alabaster diffuser. Fluorescent or incandescent sources. Easy tool-less relamping. | https://vl10.visalighting.com/catalog/i/Indoor/Wall/Alabaster/CB3030 | visa-alabaster-cb3032 |  | CB3032_4.jpg | 87 | 11 |  |  |  |  | 1
3858 | Alabaster CB3034 | Natural Spanish Alabaster diffuser. Fluorescent or incandescent sources. Easy tool-less relamping. | https://vl10.visalighting.com/catalog/i/Indoor/Wall/Alabaster/CB3034 | visa-alabaster-cb3034 |  | CB3034_4.jpg | 87 | 11 |  |  |  |  | 1
3859 | Allegro CB1960 | Soft non-glare light, produces shadow-free, warm color tones. Low energy, long life LED source. | https://vl10.visalighting.com/catalog/i/Indoor/Wall/Allegro/CB1960 | visa-allegro-cb1960 |  | CB1960_4.jpg | 87 | 11 | 12 |  |  |  | 1
3860 | Allegro CB1962 | Soft non-glare light, produces shadow-free, warm color tones. Low energy, long life LED source. | https://vl10.visalighting.com/catalog/i/Indoor/Wall/Allegro/CB1962 | visa-allegro-cb1962 |  | CB1962_4.jpg | 87 | 11 | 12 |  |  |  | 1
3861 | Allegro CB1966 | ADA compliant. Soft non-glare light, produces shadow-free, warm color tones. Low energy, long life LED source. | https://vl10.visalighting.com/catalog/i/Indoor/Wall/Allegro/CB1966 | visa-allegro-cb1966 |  | CB1966_4.jpg | 87 | 11 | 12 |  |  |  | 1
3862 | Allegro CB1968 | ADA compliant. Soft non-glare light, produces shadow-free, warm color tones. Low energy, long life LED source. | https://vl10.visalighting.com/catalog/i/Indoor/Wall/Allegro/CB1968 | visa-allegro-cb1968 |  | CB1968_4.jpg | 87 | 11 | 12 |  |  |  | 1
3863 | Apollo CB3422 | Heavy gauge trim and solid metal accents. Thermally formed 1/8" thick white acrylic diffuser standard with matte finish. | https://vl10.visalighting.com/catalog/i/Indoor/Wall/Apollo/CB3422 | visa-apollo-cb3422 |  | CB3422_4.jpg | 87 | 11 |  | 1 |  |  | 1
3864 | Art Sconce CB3106 | Heavy gauge fabricated metal housing. Fluorescent or incandescent lamping. Easy tool-less relamping. ADA compliant. | https://vl10.visalighting.com/catalog/i/Indoor/Wall/Art%20Sconce/CB3106 | visa-art-sconce-cb3106 |  | CB3106_4.jpg | 87 | 11 |  | 1 |  |  | 1
3865 | Art Sconce CB3108 | Heavy gauge fabricated metal housing. Fluorescent or incandescent lamping. Easy tool-less relamping. ADA compliant. | https://vl10.visalighting.com/catalog/i/Indoor/Wall/Art%20Sconce/CB3108 | visa-art-sconce CB3108 |  | CB3108_4.jpg | 87 | 11 |  | 1 |  |  | 1
3866 | Art Sconce CB3110 | Heavy gauge fabricated metal housing. Fluorescent or incandescent lamping. Easy tool-less relamping. ADA compliant. | https://vl10.visalighting.com/catalog/i/Indoor/Wall/Art%20Sconce/CB3110 | visa-art-sconce-cb3110 |  | CB3110_4.jpg | 87 | 11 |  | 1 |  |  | 1
3867 | Art Sconce CB3118 | Heavy gauge fabricated metal housing. Fluorescent or incandescent lamping. Easy tool-less relamping. ADA compliant. | https://vl10.visalighting.com/catalog/i/Indoor/Wall/Art%20Sconce/CB3118 | visa-art-sconce-cb3118 |  | CB3118_4.jpg | 87 | 11 |  | 1 |  |  | 1
3868 | Ascent CB6510 | Extruded housing with heavy gauge rolled reflector panel. Heavy gauge laser cut end caps. Fluorescent source. | https://vl10.visalighting.com/catalog/i/Indoor/Wall/Ascent/CB6510 | visa-ascent-cb6510 |  | CB6510_4.jpg | 87 | 11 | 12 | 1 |  |  | 1
3869 | Ascent CB6512 | Extruded housing with heavy gauge rolled reflector panel. Heavy gauge laser cut end caps. Fluorescent source. | https://vl10.visalighting.com/catalog/i/Indoor/Wall/Ascent/CB6512 | visa-ascent-cb6512 |  | CB6512_4.jpg | 87 | 11 | 12 | 1 |  |  | 1
3870 | Asta CB6504 | Heavy gauge fabricated metal backbox. Fabricated and welded metal end caps. Fluorescent source. | https://vl10.visalighting.com/catalog/i/Indoor/Wall/Asta/CB6504 | visa-asta-cb6504 |  | CB6504_4.jpg | 87 | 11 |  | 1 |  |  | 1
3871 | Asta CB6506 | Heavy gauge fabricated metal backbox. Fabricated and welded metal end caps. Fluorescent source. | https://vl10.visalighting.com/catalog/i/Indoor/Wall/Asta/CB6506 | visa-asta-cb6506 |  | CB6506_4.jpg | 87 | 11 |  | 1 |  |  | 1
3872 | Asta CB6508 | Heavy gauge fabricated metal backbox. Fabricated and welded metal end caps. Fluorescent source. | https://vl10.visalighting.com/catalog/i/Indoor/Wall/Asta/CB6508 | visa-asta-cb6508 |  | CB6508_4.jpg | 87 | 11 |  | 1 |  |  | 1
3873 | Avatar CV2000 | ADA compliant. Removable cam-action hinged housing for ease of maintenance. Solid metal accent bars. Fluorescent source. | https://vl10.visalighting.com/catalog/i/Indoor/Ceiling/Avatar/CV2000 | visa-avatar-cv2000 |  | CV2000_4.jpg | 87 | 11 |  | 1 |  |  | 1
3874 | Avatar CV2002 | ADA compliant. Removable cam-action hinged housing for ease of maintenance. Solid metal accent bars. Fluorescent source. | https://vl10.visalighting.com/catalog/i/Indoor/Ceiling/Avatar/CV2002 | visa-avatar-cv2002 |  | CV2002_4.jpg | 87 | 11 |  | 1 |  |  | 1
3875 | Avatar CV2004 | ADA compliant. Removable cam-action hinged housing for ease of maintenance. Solid metal accent bars. Fluorescent source. | https://vl10.visalighting.com/catalog/i/Indoor/Ceiling/Avatar/CV2004 | visa-avatar-cv2004 |  | CV2004_4.jpg | 87 | 11 |  | 1 |  |  | 1
3876 | Avatar CV2006 | ADA compliant. Removable cam-action hinged housing for ease of maintenance. Solid metal accent bars. Fluorescent source. | https://vl10.visalighting.com/catalog/i/Indoor/Ceiling/Avatar/CV2006 | visa-avatar-cv2006 |  | CV2006_4.jpg | 87 | 11 |  | 1 |  |  | 1
3877 | Avatar CV2008 | Removable cam-action hinged housing for ease of maintenance. Extruded aluminum backplate and die-cast end caps. ADA compliant. | https://vl10.visalighting.com/catalog/i/Indoor/Ceiling/Avatar/CV2008 | visa-avatar-cv2008 |  | CV2008_4.jpg | 87 | 11 | 12 | 1 |  |  | 1
3878 | Avatar CV2010 | Removable cam-action hinged housing for ease of maintenance. Extruded aluminum backplate and die-cast end caps. ADA compliant. | https://vl10.visalighting.com/catalog/i/Indoor/Ceiling/Avatar/CV2010 | visa-avatar-cv2010 |  | CV2010_4.jpg | 87 | 11 | 12 | 1 |  |  | 1
3879 | Avatar CV2012 | Removable cam-action hinged housing for ease of maintenance. Extruded aluminum backplate and die-cast end caps. ADA compliant. | https://vl10.visalighting.com/catalog/i/Indoor/Ceiling/Avatar/CV2012 | visa-avatar-cv2012 |  | CV2012_4.jpg | 87 | 11 | 12 | 1 |  |  | 1
3880 | Avatar CV2014 | Removable cam-action hinged housing for ease of maintenance. Extruded aluminum backplate and die-cast end caps. ADA compliant. | https://vl10.visalighting.com/catalog/i/Indoor/Ceiling/Avatar/CV2014 | visa-avatar-cv2014 |  | CV2014_4.jpg | 87 | 11 | 12 | 1 |  |  | 1
3881 | Avatar CV2016 | Extruded aluminum backplate and die-cast end caps. Solid metal accent bars. ADA compliant. | https://vl10.visalighting.com/catalog/i/Indoor/Ceiling/Avatar/CV2016 | visa-avatar-cv2016 |  | CV2016_4.jpg | 87 | 11 |  | 1 |  |  | 1
3882 | Avatar CV2018 | Extruded aluminum backplate and die-cast end caps. Solid metal accent bars. ADA compliant. | https://vl10.visalighting.com/catalog/i/Indoor/Ceiling/Avatar/CV2018 | visa-avatar-cv2018 |  | CV2018_4.jpg | 87 | 11 |  | 1 |  |  | 1
3883 | Avatar CV2020 | Extruded aluminum backplate and die-cast end caps. Solid metal accent bars. ADA compliant. | https://vl10.visalighting.com/catalog/i/Indoor/Ceiling/Avatar/CV2020 | visa-avatar-cv2020 |  | CV2020_4.jpg | 87 | 11 |  | 1 |  |  | 1
3884 | Avatar CV2022 | Extruded aluminum backplate and die-cast end caps. Solid metal accent bars. ADA compliant. | https://vl10.visalighting.com/catalog/i/Indoor/Ceiling/Avatar/CV2022 | visa-avatar-cv2022 |  | CV2022_4.jpg | 87 | 11 |  | 1 |  |  | 1
3885 | Avatar CV2024 | Solid metal accent bars. Symmetric distribution features extruded clear prismatic performance lens and extruded white acrylic diffuser. | https://vl10.visalighting.com/catalog/i/Indoor/Ceiling/Avatar/CV2016 | visa-avatar-cv2024 |  | CV2024_4.jpg | 87 | 11 | 12 | 1 |  |  | 1
3886 | Avatar CV2026 | Solid metal accent bars. Symmetric distribution features extruded clear prismatic performance lens and extruded white acrylic diffuser. | https://vl10.visalighting.com/catalog/i/Indoor/Ceiling/Avatar/CV2026 | visa-avatar-cv2026 |  | CV2026_4.jpg | 87 | 11 | 12 | 1 |  |  | 1
3887 | Avatar CV2028 | Solid metal accent bars. Symmetric distribution features extruded clear prismatic performance lens and extruded white acrylic diffuser. | https://vl10.visalighting.com/catalog/i/Indoor/Ceiling/Avatar/CV2028 | visa-avatar-cv2028 |  | CV2028_4.jpg | 87 | 11 | 12 | 1 |  |  | 1
3888 | Avatar CV2030 | Solid metal accent bars. Symmetric distribution features extruded clear prismatic performance lens and extruded white acrylic diffuser. | https://vl10.visalighting.com/catalog/i/Indoor/Ceiling/Avatar/CV2030 | visa-avatar-cv2030 |  | CV2030_4.jpg | 87 | 11 | 12 | 1 |  |  | 1
3889 | Avatar CV2032 | Solid metal accent bars. Symmetric distribution features extruded clear prismatic performance lens and extruded white acrylic diffuser. | https://vl10.visalighting.com/catalog/i/Indoor/Ceiling/Avatar/CV2032 | visa-avatar-cv2032 |  | CV2032_4.jpg | 87 | 11 | 12 | 1 |  |  | 1
3890 | Bantam CB3026 | HID and Tungsten Halogen source. XP Optics. Low profile heavy gauge fabricated and welded housing. | https://vl10.visalighting.com/catalog/i/Indoor/Wall/Bantam/CB3026 | visa-bantam-cb3026 |  | CB3026_4.jpg | 87 | 11 |  | 1 |  |  | 1
3891 | Basics CB5142 | Solid machined metal vertical accent bar. Heavy gauge fabricated metal backbox. Wrap-around diffuser. | https://vl10.visalighting.com/catalog/i/Indoor/Wall/Basics/CB5142 | visa-basics-cb5142 |  | CB5142_4.jpg | 87 | 11 | 12 | 1 |  |  | 1
3892 | Basics CB5143 | Solid machined metal vertical accent bar. Heavy gauge fabricated metal backbox. Wrap-around diffuser. | https://vl10.visalighting.com/catalog/i/Indoor/Wall/Basics/CB5143 | visa-basics-cb5143 |  | CB5143_4.jpg | 87 | 11 | 12 | 1 |  |  | 1
3893 | Blush CB5500 | Horizontal or vertical mount. Soft non-glare light, produces shadow-free, warm color tones. ADA compliant. | https://vl10.visalighting.com/catalog/i/Indoor/Wall/Blush/CB5500 | visa-blush-cb5500 |  | CB5500_4.jpg | 87 | 11 |  | 1 |  |  | 1
3894 | Blush CB5502 | Horizontal or vertical mount. Soft non-glare light, produces shadow-free, warm color tones. ADA compliant. | https://vl10.visalighting.com/catalog/i/Indoor/Wall/Blush/CB5502 | visa-blush-cb5502 |  | CB5502_4.jpg | 87 | 11 |  | 1 |  |  | 1
3895 | Blush CB5504 | Horizontal or vertical mount. Soft non-glare light, produces shadow-free, warm color tones. ADA compliant. | https://vl10.visalighting.com/catalog/i/Indoor/Wall/Blush/CB5504 | visa-blush-cb5504 |  | CB5504_4.jpg | 87 | 11 |  | 1 |  |  | 1
3896 | Bowe CB6456 | Heavy gauge fabricated metal backbox. 1/8" thick solid metal center trim plate. Fluorescent source. | https://vl10.visalighting.com/catalog/i/Indoor/Wall/Bowe/CB6456 | visa-bowe-cb6456 |  | CB6456_4.jpg | 87 | 11 |  | 1 |  |  | 1
3897 | Bowe CB6458 | Heavy gauge fabricated metal backbox. 1/8" thick solid metal center trim plate. Fluorescent source. | https://vl10.visalighting.com/catalog/i/Indoor/Wall/Bowe/CB6458 | visa-bowe-cb6458 |  | CB6458_4.jpg | 87 | 11 |  | 1 |  |  | 1
3898 | Camber CB6220 | Heavy gauge fabricated metal housing, painted white standard. Fully enclosed housing with luminous side, top and bottom acrylic inserts. | https://vl10.visalighting.com/catalog/i/Indoor/Wall/Camber/CB6220 | visa-camber-cb6220 |  | CB6220_4.jpg | 87 | 11 | 12 | 1 |  |  | 1
3899 | Carlton CB3444 | Thermally formed white acrylic diffuser with matte finish, UV stable, UL-94 HB Flame Class rated. Heavy gauge spun trim rings. | https://vl10.visalighting.com/catalog/i/Indoor/Wall/Carlton/CB3444 | visa-carlton-cb3444 |  | CB3444_4.jpg | 87 | 11 |  | 1 |  |  | 1
3900 | Carlton CB3442 | Thermally formed white acrylic diffuser with matte finish, UV stable, UL-94 HB Flame Class rated. Heavy gauge spun trim rings. | https://vl10.visalighting.com/catalog/i/Indoor/Wall/Carlton/CB3442 | visa-carlton-cb3442 |  | CB3442_4.jpg | 87 | 11 |  | 1 |  |  | 1
3901 | Colonnade CB3550 | Fluorescent, incandescent or low energy, long life LED source. ADA compliant. Solid metal bar trim. | https://vl10.visalighting.com/catalog/i/Indoor/Wall/Colonnade/CB3550 | visa-colonnade-cb3550 |  | CB3550_4.jpg | 87 | 11 | 12 | 1 |  |  | 1
3902 | Colonnade CB3552 | Fluorescent, incandescent or low energy, long life LED source. ADA compliant. Solid metal bar trim. | https://vl10.visalighting.com/catalog/i/Indoor/Wall/Colonnade/CB3552 | visa-colonnade-cb3552 |  | CB3552_4.jpg | 87 | 11 | 12 | 1 |  |  | 1
3903 | Colonnade CB3554 | Extruded white acrylic diffuser with matte finish, UV stable, UL-94 HB Flame Class. Fluorescent, incandescent or low energy, long life LED source. | https://vl10.visalighting.com/catalog/i/Indoor/Wall/Colonnade/CB3554 | visa-colonnade-cb3554 |  | CB3554_4.jpg | 87 | 11 | 12 | 1 |  |  | 1
3904 | Colonnade CB3556 | Fluorescent, incandescent or low energy, long life LED source. ADA compliant. Solid metal bar trim. | https://vl10.visalighting.com/catalog/i/Indoor/Wall/Colonnade/CB3556 | visa-colonnade-cb3556 |  | CB3556_4.jpg | 87 | 11 | 12 | 1 |  |  | 1
3905 | Colonnade CB3558 | Solid metal bar trim. Oven cured no VOC acrylic powder coat for painted finishes; oven cured low VOC clear coat on metal finishes. | https://vl10.visalighting.com/catalog/i/Indoor/Wall/Colonnade/CB3558 | visa-colonnade-cb3558 |  | CB3558_4.jpg | 87 | 11 | 12 | 1 |  |  | 1
3906 | Colonnade CB3325 | Solid metal bar trim. Oven cured no VOC acrylic powder coat for painted finishes; oven cured low VOC clear coat on metal finishes. | https://vl10.visalighting.com/catalog/i/Indoor/Wall/Colonnade/CB3325 | visa-colonnade-cb3325 |  | CB3325_4.jpg | 87 | 11 | 12 | 1 |  |  | 1
3907 | Colonnade CB3392 | Fluorescent, incandescent or low energy, long life LED source. Easy tool-less relamping. | https://vl10.visalighting.com/catalog/i/Indoor/Wall/Colonnade/CB3392 | visa-colonnade-cb3392 |  | CB3392_4.jpg | 87 | 11 | 12 | 1 |  |  | 1
3908 | Colonnade CB3396 | Fluorescent, incandescent or low energy, long life LED source. Easy tool-less relamping. | https://vl10.visalighting.com/catalog/i/Indoor/Wall/Colonnade/CB3396 | visa-colonnade-cb3396 |  | CB3396_4.jpg | 87 | 11 | 12 | 1 |  |  | 1
3909 | Colonnade CB3400 | Easy tool-less relamping. Fluorescent, incandescent or low energy, long life LED source. | https://vl10.visalighting.com/catalog/i/Indoor/Wall/Colonnade/CB3400 | visa-colonnade-cb3400 |  | CB3400_4.jpg | 87 | 11 | 12 | 1 |  |  | 1
3910 | Colonnade CB3404 | Easy tool-less relamping. Fluorescent, incandescent or low energy, long life LED source. | https://vl10.visalighting.com/catalog/i/Indoor/Wall/Colonnade/CB3404 | visa-colonnade-cb3404 |  | CB3404_4.jpg | 87 | 11 | 12 | 1 |  |  | 1
3911 | Colonnade CB5110 | Fluorescent source. Solid metal bar trim. Die-cast center bracket. ADA compliant. | https://vl10.visalighting.com/catalog/i/Indoor/Wall/Colonnade/CB5110 | visa-colonnade-cb5110 |  | CB5110_4.jpg | 87 | 11 |  | 1 |  |  | 1
3912 | Colonnade CB5112 | Fluorescent source. Solid metal bar trim. Die-cast center bracket. ADA compliant. | https://vl10.visalighting.com/catalog/i/Indoor/Wall/Colonnade/CB5112 | visa-colonnade-cb5112 |  | CB5112_4.jpg | 87 | 11 |  | 1 |  |  | 1
3913 | Colonnade CB5114 | Fluorescent source. Solid metal bar trim. Die-cast center bracket. ADA compliant. | https://vl10.visalighting.com/catalog/i/Indoor/Wall/Colonnade/CB5114 | visa-colonnade-cb5114 |  | CB5114_4.jpg | 87 | 11 |  | 1 |  |  | 1
3914 | Colonnade CB5116 | Fluorescent source. Solid metal bar trim. Die-cast center bracket. ADA compliant. | https://vl10.visalighting.com/catalog/i/Indoor/Wall/Colonnade/CB5116 | visa-colonnade-cb5116 |  | CB5116_4.jpg | 87 | 11 |  | 1 |  |  | 1
3915 | Cone CB3456 | Heavy gauge spun trim rings. Fluorescent or incandescent source. 5 year product warranty. | https://vl10.visalighting.com/catalog/i/Indoor/Wall/Cone/CB3456 | visa-cone-cb3456 |  | CB3456_4.jpg | 87 | 11 |  | 1 |  |  | 1
3916 | Cornice CB3900 | 12" Deep. Fluorescent, HID or tungsten halogen source. Extruded aluminum housing with welded die-cast end caps and mounting bracket. | https://vl10.visalighting.com/catalog/i/Indoor/Wall/Cornice/CB3900 | visa-cornice-cb3900 |  | CB3900_4.jpg | 87 | 11 |  |  |  |  | 1
3917 | Cornice CB3902 | 16" Deep. Fluorescent, HID or tungsten halogen source. Extruded aluminum housing with welded die-cast end caps and mounting bracket. | https://vl10.visalighting.com/catalog/i/Indoor/Wall/Cornice/CB3902 | visa-cornice-cb3902 |  | CB3902_4.jpg | 87 | 11 |  |  |  |  | 1
3918 | Cornice CB3904 | 12" Deep. Fluorescent, HID or tungsten halogen source. Extruded aluminum housing with welded die-cast end caps and mounting bracket. | https://vl10.visalighting.com/catalog/i/Indoor/Wall/Cornice/CB3904 | visa-cornice-cb3904 |  | CB3904_4.jpg | 87 | 11 |  |  |  |  | 1
3919 | Cornice CB3906 | 16" Deep. Fluorescent, HID or tungsten halogen source. Extruded aluminum housing with welded die-cast end caps and mounting bracket. | https://vl10.visalighting.com/catalog/i/Indoor/Wall/Cornice/CB3906 | visa-cornice-cb3906 |  | CB3906_4.jpg | 87 | 11 |  |  |  |  | 1
3920 | Corona CB3836 | HID source. Performance Optics.Clear tempered glass top lens standard. Heavy gauge fabricated and welded housing. | https://vl10.visalighting.com/catalog/i/Indoor/Wall/Corona/CB3836 | visa-corona-cb3836 |  | CB3836_4.jpg | 87 | 11 |  | 1 |  |  | 1
3921 | Corona CB3870 | 12" Wedge. ADA compliant. Performance Optics. Fluorescent, HID or tungsten halogen source. | https://vl10.visalighting.com/catalog/i/Indoor/Wall/Corona/CB3870 | visa-corona-cb3870 |  | CB3870_4.jpg | 87 | 11 |  | 1 |  |  | 1
3922 | Corona CB3802 | 17" Long Wedge. Performance Optics. Fluorescent, HID or tungsten halogen source. | https://vl10.visalighting.com/catalog/i/Indoor/Wall/Corona/CB3802 | visa-corona-cb3802 |  | CB3802_4.jpg | 87 | 11 |  | 1 |  |  | 1
3923 | Corona CB3832 | 17" Long Wedge. Performance Optics. HID source. Heavy gauge fabricated and welded housing. | https://vl10.visalighting.com/catalog/i/Indoor/Wall/Corona/CB3832 | visa-corona-cb3832 |  | CB3832_4.jpg | 87 | 11 |  | 1 |  |  | 1
3924 | Corona CB3842 | 17" Low Profile Wedge. Performance Optics. Fluorescent, HID or tungsten halogen source. | https://vl10.visalighting.com/catalog/i/Indoor/Wall/Corona/CB3842 | visa-corona-cb3842 |  | CB3842_4.jpg | 87 | 11 |  | 1 |  |  | 1
3925 | Corona CB3804 | 24" Long Wedge. Performance Optics. Fluorescent, HID or tungsten halogen source. | https://vl10.visalighting.com/catalog/i/Indoor/Wall/Corona/CB3804 | visa-corona-cb3804 |  | CB3804_4.jpg | 87 | 11 |  | 1 |  |  | 1
3926 | Corona CB3844 | 24" Low Profile Wedge. Performance Optics. Fluorescent, HID or tungsten halogen source. | https://vl10.visalighting.com/catalog/i/Indoor/Wall/Corona/CB3844 | visa-corona-cb3844 |  | CB3844_4.jpg | 87 | 11 |  | 1 |  |  | 1
3927 | Corona CB3872 | 24" Wedge. ADA compliant. Performance Optics. Fluorescent, HID or tungsten halogen source. | https://vl10.visalighting.com/catalog/i/Indoor/Wall/Corona/CB3872 | visa-corona-cb3872 |  | CB3872_4.jpg | 87 | 11 |  | 1 |  |  | 1
3928 | Corona CB3022 | 6" Long Scoop. Low profile heavy gauge fabricated and welded housing. HID and tungsten halogen source. | https://vl10.visalighting.com/catalog/i/Indoor/Wall/Corona/CB3022 | visa-corona-cb3022 |  | CB3022_4.jpg | 87 | 11 |  | 1 |  |  | 1
3929 | Corona CB3020 | 6" Long Wedge. Low profile heavy gauge fabricated and welded housing. HID and tungsten halogen source. | https://vl10.visalighting.com/catalog/i/Indoor/Wall/Corona/CB3020 | visa-corona-cb3020 |  | CB3020_4.jpg | 87 | 11 |  | 1 |  |  | 1
3930 | Crescent CB4000 | ADA compliant. Fluorescent or incandescent sources. Heavy gauge spun metal housing. 5 year product warranty. | https://vl10.visalighting.com/catalog/i/Indoor/Wall/Crescent/CB4000 | visa-crescent-cb4000 |  | CB4000_4.jpg | 87 | 11 |  | 1 |  |  | 1
3931 | Crescent CB4010 | ADA compliant. Fluorescent or incandescent sources. Heavy gauge spun metal housing. 5 year product warranty. | https://vl10.visalighting.com/catalog/i/Indoor/Wall/Crescent/CB4010 | visa-crescent-cb4010 |  | CB4010_4.jpg | 87 | 11 |  | 1 |  |  | 1
3932 | Crescent CB4020 | ADA compliant. Fluorescent or incandescent sources. Heavy gauge spun metal housing. 5 year product warranty. | https://vl10.visalighting.com/catalog/i/Indoor/Wall/Crescent/CB4020 | visa-crescent-cb4020 |  | CB4020_4.jpg | 87 | 11 |  | 1 |  |  | 1
3933 | Cypress CB5120 | Fluorescent, incandescent or low energy, long life LED sources. ADA compliant. Stamped side panels with window relief detail. | https://vl10.visalighting.com/catalog/i/Indoor/Wall/Cypress/CB5120 | visa-cypress-cb5120 |  | CB5120_4.jpg | 87 | 11 | 12 | 1 |  |  | 1
3934 | Cypress CB5122 | Fluorescent, incandescent or low energy, long life LED sources. ADA compliant. Stamped side panels with window relief detail. | https://vl10.visalighting.com/catalog/i/Indoor/Wall/Cypress/CB5122 | visa-cypress-cb5122 |  | CB5122_4.jpg | 87 | 11 | 12 | 1 |  |  | 1
3935 | Cypress CB5124 | Fluorescent, incandescent or low energy, long life LED sources. ADA compliant. Stamped side panels with window relief detail. | https://vl10.visalighting.com/catalog/i/Indoor/Wall/Cypress/CB5124 | visa-cypress-cb5124 |  | CB5124_4.jpg | 87 | 11 | 12 | 1 |  |  | 1
3936 | Cypress CB6286 | LED or Incandescent sources. ADA compliant. Solid metal accent rods. Easy tool-less relamping. | https://vl10.visalighting.com/catalog/i/Indoor/Wall/Cypress/CB6286 | visa-cypress-cb6286 |  | CB6286_4.jpg | 87 | 11 | 12 | 1 |  |  | 1
3937 | Easel CB5100 | 1/4" thick machined solid metal brackets. 1/8" thick metal backplate. ADA compliant. Fluorescent or incandescent source. | https://vl10.visalighting.com/catalog/i/Indoor/Wall/Easel/CB5100 | visa-easel-cb5100 |  | CB5100_4.jpg | 87 | 11 |  | 1 |  |  | 1
3938 | Easel CB5102 | 1/4" thick machined solid metal brackets. 1/8" thick metal backplate. ADA compliant. Fluorescent or incandescent source. | https://vl10.visalighting.com/catalog/i/Indoor/Wall/Easel/CB5102 | visa-easel-cb5102 |  | CB5102_4.jpg | 87 | 11 |  | 1 |  |  | 1
3939 | Effect CB1952 | Low energy, long life LED source. Integral high power factor electronic power supply included. Sleek profile. | https://vl10.visalighting.com/catalog/i/Indoor/Wall/Effect/CB1952 | visa-effect-cb1952 |  | CB1952_4.jpg | 87 | 11 | 12 | 1 |  |  | 1
3940 | Effect CB1952PSX | Low energy, long life LED source. Integral high power factor electronic power supply included. Sleek profile. | https://vl10.visalighting.com/catalog/i/Indoor/Wall/Effect/CB1952PSX | visa-effect-cb1952psx |  | CB1952PSX_4.jpg | 87 | 11 | 12 | 1 |  |  | 1
3941 | Escape CB1944PSX | Can be oriented as uplight or downlight. Low energy, long life LED source. Die cast aluminum housing. Sleek profile. | https://vl10.visalighting.com/catalog/i/Indoor/Wall/Escape/CB1944PSX | visa-escape-cb1944psx |  | CB1944PSX_4.jpg | 87 | 11 | 12 | 1 |  |  | 1
3942 | Escape CB1948PSX | Can be oriented as uplight or downlight. Low energy, long life LED source. Die cast aluminum housing. Sleek profile. | https://vl10.visalighting.com/catalog/i/Indoor/Wall/Escape/CB1948PSX | visa-escape-cb1948psx |  | CB1948PSX_4.jpg | 87 | 11 | 12 | 1 |  |  | 1
3943 | Ether CV1700 | Patent protected design. ADA compliant. Reflector painted white standard. Fluorescent source. | https://vl10.visalighting.com/catalog/i/Indoor/Ceiling/Ether/CV1700 | visa-ether-cv1700 |  | CV1700_4.jpg | 87 | 11 | 12 | 1 |  |  | 1
3944 | Ether CV1702 | Patent protected design. ADA compliant. Die-cast end caps and extruded aluminum housing. | https://vl10.visalighting.com/catalog/i/Indoor/Ceiling/Ether/CV1702 | visa-ether-cv1702 |  | CV1702_4.jpg | 87 | 11 | 12 | 1 |  |  | 1
3945 | Ether CV1704 | Housing and end caps are painted with oven cured no VOC acrylic powder coat. ADA compliant. Patent protected design. | https://vl10.visalighting.com/catalog/i/Indoor/Ceiling/Ether/CV1704 | visa-ether-cv1704 |  | CV1704_4.jpg | 87 | 11 | 12 | 1 |  |  | 1
3946 | Ether CV1706 | ADA compliant. Die-cast end caps and extruded aluminum housing. Symmetric distribution. | https://vl10.visalighting.com/catalog/i/Indoor/Ceiling/Ether/CV1706 | visa-ether-cv1706 |  | CV1706_4.jpg | 87 | 11 | 12 | 1 |  |  | 1
3947 | Ether CV1708 | Wall, Ceiling, Vertical, Horizontal mounting. Fluorescent source. Patent protected design. ADA compliant. | https://vl10.visalighting.com/catalog/i/Indoor/Ceiling/Ether/CV1708 | visa-ether-cv1708 |  | CV1708_4.jpg | 87 | 11 | 12 | 1 |  |  | 1
3948 | Ether CV1710 | Ada compliant. Dual reflector system featuring a ribbed specular reflector for wash and painted white reflector for general distribution. | https://vl10.visalighting.com/catalog/i/Indoor/Ceiling/Ether/CV1710 | visa-ether-cv1710 |  | CV1710_4.jpg | 87 | 11 | 12 | 1 |  |  | 1
3949 | Ether Wash CV1712 | 5 year product warranty. Patent protected design. ADA compliant. Wall, Ceiling, Vertical, Horizontal mounting. | https://vl10.visalighting.com/catalog/i/Indoor/Ceiling/Ether%20Wash/CV1712 | visa-ether-wash-cv1712 |  | CV1712_4.jpg | 87 | 11 | 12 | 1 |  |  | 1
3950 | Ether Wash CV1714 | Patent protected design. ADA compliant. Die-cast end caps and extruded aluminum housing. 5 year product warranty. | https://vl10.visalighting.com/catalog/i/Indoor/Ceiling/Ether%20Wash/CV1714 | visa-ether-wash-cv1714 |  | CV1714_4.jpg | 87 | 11 | 12 | 1 |  |  | 1
3951 | Ether Wash CV1716 | Patent protected design. ADA compliant. Die-cast end caps and extruded aluminum housing. 5 year product warranty. | https://vl10.visalighting.com/catalog/i/Indoor/Ceiling/Ether%20Wash/CV1716 | visa-ether-wash-cv1716 |  | CV1716_4.jpg | 87 | 11 | 12 | 1 |  |  | 1
3952 | Ether Wash CV1718 | Patent protected design. ADA compliant. Die-cast end caps and extruded aluminum housing. 5 year product warranty. | https://vl10.visalighting.com/catalog/i/Indoor/Ceiling/Ether%20Wash/CV1718 | visa-ether-wash-cv1718 |  | CV1718_4.jpg | 87 | 11 | 12 | 1 |  |  | 1
3953 | Ether Wash CV1720 | Die-cast end caps and extruded aluminum housing. Patent protected design. ADA compliant. | https://vl10.visalighting.com/catalog/i/Indoor/Ceiling/Ether%20Wash/CV1720 | visa-ether-wash-cv1720 |  | CV1720_4.jpg | 87 | 11 |  | 1 |  |  | 1
3954 | Ether Wash CV1722 | Dual reflector system featuring a ribbed specular reflector for wash and painted white reflector for general distribution. ADA compliant. | https://vl10.visalighting.com/catalog/i/Indoor/Ceiling/Ether%20Wash/CV1722 | visa-ether-wash-cv1722 |  | CV1722_4.jpg | 87 | 11 |  | 1 |  |  | 1
3955 | Fairfax CB3472 | Deep Bowl. Fluorescent or incandescent source. Easy tool-less relamping. | https://vl10.visalighting.com/catalog/i/Indoor/Wall/Fairfax/CB3472 | visa-fairfax-cb3472 |  | CB3472_4.jpg | 87 | 11 |  | 1 |  |  | 1
3956 | Fairfax CB3474 | Shallow Bowl. Fluorescent or incandescent source. Easy tool-less relamping. | https://vl10.visalighting.com/catalog/i/Indoor/Wall/Fairfax/CB3474 | visa-fairfax-cb3474 |  | CB3474_4.jpg | 87 | 11 |  | 1 |  |  | 1
3957 | Flambeau CB6338 | Heavy gauge fabricated metal backbox. Oven cured no VOC acrylic powder coat. Easy tool-less relamping. | https://vl10.visalighting.com/catalog/i/Indoor/Wall/Flambeau/CB6338 | visa-flambeau-cb6338 |  | CB6338_4.jpg | 87 | 11 |  | 1 |  |  | 1
3958 | Flambeau CB6340 | Heavy gauge fabricated metal backbox. Oven cured no VOC acrylic powder coat. Easy tool-less relamping. | https://vl10.visalighting.com/catalog/i/Indoor/Wall/Flambeau/CB6340 | Flambeau CB6340 |  | CB6340_4.jpg | 87 | 11 |  | 1 |  |  | 1
3959 | Gloss CB5506 | Fluorescent source. Soft non-glare light, produces shadow-free, warm color tones. Horizontal or vertical mount. ADA compliant. | https://vl10.visalighting.com/catalog/i/Indoor/Wall/Gloss/CB5506 | visa-gloss-cb5506 |  | CB5506_4.jpg | 87 | 11 |  | 1 |  |  | 1
3960 | Gloss CB5507 | Fluorescent source. Soft non-glare light, produces shadow-free, warm color tones. Horizontal or vertical mount. | https://vl10.visalighting.com/catalog/i/Indoor/Wall/Gloss/CB5507 | visa-gloss-cb5507 |  | CB5507_4.jpg | 87 | 11 |  | 1 |  |  | 1
3961 | Gloss CB5508 | Horizontal or vertical mount. Soft non-glare light, produces shadow-free, warm color tones. ADA compliant. | https://vl10.visalighting.com/catalog/i/Indoor/Wall/Gloss/CB5508 | visa-gloss-cb5508 |  | CB5508_4.jpg | 87 | 11 |  | 1 |  |  | 1
3962 | Gloss CB5509 | 5 year product warranty.Soft non-glare light, produces shadow-free, warm color tones. | https://vl10.visalighting.com/catalog/i/Indoor/Wall/Gloss/CB5509 | visa-gloss-cb5509 |  | CB5509_4.jpg | 87 | 11 |  | 1 |  |  | 1
3963 | Gloss CB5510 | 5 year product warranty. ADA compliant. Horizontal or vertical mount. Fluorescent source. | https://vl10.visalighting.com/catalog/i/Indoor/Wall/Gloss/CB5510 | visa-gloss-cb5510 |  | CB5510_4.jpg | 87 | 11 |  | 1 |  |  | 1
3964 | Gloss CB5511 | Horizontal or vertical mount. 5 year product warranty. Soft non-glare light, produces shadow-free, warm color tones. | https://vl10.visalighting.com/catalog/i/Indoor/Wall/Gloss/CB5511 | visa-gloss-cb5511 |  | CB5511_4.jpg | 87 | 11 |  | 1 |  |  | 1
3965 | Linear Art Sconce CB3170 | Heavy gauge fabricated metal housing. Specular aluminum reflectors to enhance optical performance. ADA compliant. | https://vl10.visalighting.com/catalog/i/Indoor/Wall/Linear%20Art%20Sconce/CB3170 | visa-linear-art-sconce-cb3170 |  | CB3170_4.jpg | 87 | 11 |  | 1 |  |  | 1
3966 | Linear Art Sconce CB3140 | Fluorescent or incandescent source. Specular aluminum reflectors to enhance optical performance. ADA compliant. | https://vl10.visalighting.com/catalog/i/Indoor/Wall/Linear%20Art%20Sconce/CB3140 | visa-linear-art-sconce-cb3140 |  | CB3140_4.jpg | 87 | 11 |  | 1 |  |  | 1
3967 | Linear Art Sconce CB3144 | Fluorescent or incandescent source. Specular aluminum reflectors to enhance optical performance. ADA compliant. | https://vl10.visalighting.com/catalog/i/Indoor/Wall/Linear%20Art%20Sconce/CB3144 | visa-linear-art-sconce-cb3144 |  | CB3144_4.jpg | 87 | 11 |  | 1 |  |  | 1
3968 | Linear Art Sconce CB3142 | Fluorescent or incandescent source. Specular aluminum reflectors to enhance optical performance. ADA compliant. | https://vl10.visalighting.com/catalog/i/Indoor/Wall/Linear%20Art%20Sconce/CB3142 | visa-linear-art-sconce-cb3142 |  | CB3142_4.jpg | 87 | 11 |  | 1 |  |  | 1
3969 | Linear Art Sconce CB3146 | ADA compliant. Heavy gauge fabricated metal housing. Specular aluminum reflectors to enhance optical performance. | https://vl10.visalighting.com/catalog/i/Indoor/Wall/Linear%20Art%20Sconce/CB3146 | visa-linear-art-sconce-cb3146 |  | CB3146_4.jpg | 87 | 11 |  | 1 |  |  | 1
3970 | Lumisphere GL CB1210 | Hand blown cased white glass diffuser. Extruded and rolled trim. Fluorescent or incandescent sources. Easy tool-less relamping. | https://vl10.visalighting.com/catalog/i/Indoor/Wall/Lumisphere%20GL/CB1210 | visa-lumisphere-gl-cb1210 |  | CB1210_4.jpg | 87 | 11 |  | 1 |  |  | 1
3971 | Lumisphere GL CB1230 | Hand blown cased white glass diffuser. Extruded and rolled trim. Fluorescent or incandescent sources. Easy tool-less relamping. | https://vl10.visalighting.com/catalog/i/Indoor/Wall/Lumisphere%20GL/CB1230 | visa-lumisphere-gl-cb1230 |  | CB1230_4.jpg | 87 | 11 |  | 1 |  |  | 1
3972 | Masque CB6250 | Fluorescent, Incandescent or LED. White acrylic diffuser with matte finish. Heavy gauge fabricated metal housing. ADA compliant. | https://vl10.visalighting.com/catalog/i/Indoor/Wall/Masque/CB6250 | visa-masque-cb6250 |  | CB6250_4.jpg | 87 | 11 | 12 | 1 |  |  | 1
3973 | Masque CB6252 | Fluorescent, Incandescent or LED. White acrylic diffuser with matte finish. Heavy gauge fabricated metal housing. ADA compliant. | https://vl10.visalighting.com/catalog/i/Indoor/Wall/Masque/CB6252 | visa-masque-cb6252 |  | CB6252_4.jpg | 87 | 11 | 12 | 1 |  |  | 1
3974 | Midland Arts CB6550 | Fluorescent, incandescent or low energy, long life LED source. Easy tool-less relamping. Solid metal bar trim. ADA compliant. | https://vl10.visalighting.com/catalog/i/Indoor/Wall/Midland%20Arts/CB6550 | visa-midland-arts-cb6550 |  | CB6550_4.jpg | 87 | 11 | 12 | 1 |  |  | 1
3975 | Midland Arts CB6552 | Fluorescent, incandescent or low energy, long life LED source. Easy tool-less relamping. Solid metal bar trim. ADA compliant. | https://vl10.visalighting.com/catalog/i/Indoor/Wall/Midland%20Arts/CB6552 | visa-midland-arts-cb6552 |  | CB6552_4.jpg | 87 | 11 | 12 | 1 |  |  | 1
3976 | Midland Arts CB6554 | Fluorescent, incandescent or low energy, long life LED source. Easy tool-less relamping. Solid metal bar trim. ADA compliant. | https://vl10.visalighting.com/catalog/i/Indoor/Wall/Midland%20Arts/CB6554 | visa-midland-arts-cb6554 |  | CB6554_4.jpg | 87 | 11 | 12 | 1 |  |  | 1
3977 | Midland Arts CB6556 | Fluorescent, incandescent or low energy, long life LED source. Rolled diffuser accent panel creates a three dimensional effect. ADA compliant. | https://vl10.visalighting.com/catalog/i/Indoor/Wall/Midland%20Arts/CB6556 | visa-midland-arts-cb6556 |  | CB6556_4.jpg | 87 | 11 | 12 | 1 |  |  | 1
3978 | Midland Arts CB6530 | Fluorescent, incandescent or low energy, long life LED source. Easy tool-less relamping. Solid metal bar trim. ADA compliant. | https://vl10.visalighting.com/catalog/i/Indoor/Wall/Midland%20Arts/CB6530 | visa-midland-arts-cb6530 |  | CB6530_4.jpg | 87 | 11 | 12 | 1 |  |  | 1
3979 | Midland Arts CB6532 | Fluorescent, incandescent or low energy, long life LED source. Rolled diffuser accent panel creates a three dimensional effect. ADA compliant. | https://vl10.visalighting.com/catalog/i/Indoor/Wall/Midland%20Arts/CB6532 | visa-midland-arts-cb6532 |  | CB6532_4.jpg | 87 | 11 | 12 | 1 |  |  | 1
3980 | Midland Crafts CB5192 | 5 year product warranty. ADA compliant. Fabricated metal housing with internal reinforcing corner extrusions. Fluorescent or incandescent source. | https://vl10.visalighting.com/catalog/i/Indoor/Wall/Midland%20Crafts/CB5192 | visa-midland-crafts-cb5192 |  | CB5192_4.jpg | 87 | 11 |  | 1 |  |  | 1
3981 | Midland Crafts CB5194 | 5 year product warranty.Fabricated metal housing with internal reinforcing corner extrusions. Fluorescent or incandescent source. | https://vl10.visalighting.com/catalog/i/Indoor/Wall/Midland%20Crafts/CB5194 | visa-midland-crafts-cb5194 |  | CB5194_4.jpg | 87 | 11 |  | 1 |  |  | 1
3982 | Midland Crafts CB5186 | 5 year product warranty. ADA compliant. Fabricated metal housing with internal reinforcing corner extrusions. Fluorescent or incandescent source. | https://vl10.visalighting.com/catalog/i/Indoor/Wall/Midland%20Crafts/CB5186 | visa-midland-crafts-cb5186 |  | CB5186_4.jpg | 87 | 11 |  | 1 |  |  | 1
3983 | Midland Crafts CB5190 | 5 year product warranty.Fabricated metal housing with internal reinforcing corner extrusions. Fluorescent or incandescent source. | https://vl10.visalighting.com/catalog/i/Indoor/Wall/Midland%20Crafts/CB5190 | visa-midland-crafts-cb5190 |  | CB5190_4.jpg | 87 | 11 |  | 1 |  |  | 1
3984 | Miami CB3432 | Fluorescent, HID or incandescent source. Heavy gauge rolled accent ring. Thermally formed 1/8" thick white acrylic diffuser standard with matte finish. | https://vl10.visalighting.com/catalog/i/Indoor/Wall/Miami/CB3432 | visa-miami-cb3432 |  | CB3432_4.jpg | 87 | 11 |  | 1 |  |  | 1
3985 | Miami ID CB3616 | Heavy gauge spun metal housing. Heavy gauge accent ring. Fluorescent, HID or incandescent sources. Easy tool-less relamping. | https://vl10.visalighting.com/catalog/i/Indoor/Wall/Miami%20ID/CB3616 | visa-miami-id-cb3616 |  | CB3616_4.jpg | 87 | 11 |  | 1 |  |  | 1
3986 | Merlin CV1940 | Semi-recessed. Integral power supply. Trim is clear acrylic with matte finish. Low energy, long life LED source. | https://vl10.visalighting.com/catalog/i/Indoor/Ceiling/Merlin/CV1940 | visa-merlin-cv1940 |  | CV1940_4.jpg | 87 | 11 | 12 | 1 |  |  | 1
3987 | Merlin CV1942 | Surface mount. Integral power supply. Trim is clear acrylic with matte finish. Low energy, long life LED source. | https://vl10.visalighting.com/catalog/i/Indoor/Ceiling/Merlin/CV1942 | visa-merlin-cv1942 |  | CV1942_4.jpg | 87 | 11 | 12 | 1 |  |  | 1
3988 | Merlin CV1944PSX | Wall, Ceiling, Vertical, Horizontal mounting. Small profile. Low energy, long life LED source. | https://vl10.visalighting.com/catalog/i/Indoor/Ceiling/Merlin/CV1944PSX | visa-merlin-cv1944-PSX |  | CV1944PSX_4.jpg | 87 | 11 | 12 | 1 |  |  | 1
3989 | Norfolk CB3600 | Fluorescent or incandescent source. Easy tool-less relamping. High power factor electronic ballast. Ada compliant. | https://vl10.visalighting.com/catalog/i/Indoor/Wall/Norfolk/CB3600 | visa-norfolk-cb3600 |  | CB3600_4.jpg | 87 | 11 |  | 1 |  |  | 1
3990 | Norfolk CB3604 | Backlight spacer extension painted white. Heavy gauge spun metal housing. Fluorescent or incandescent source. Easy tool-less relamping. | https://vl10.visalighting.com/catalog/i/Indoor/Wall/Norfolk/CB3604 | visa-norfolk-cb3604 |  | CB3604_4.jpg | 87 | 11 |  | 1 |  |  | 1
3991 | Norfolk CB6850 | Heavy gauge spun metal housing. Solid machined metal font and extruded arm. Fluorescent, HID or incandescent sources. | https://vl10.visalighting.com/catalog/i/Indoor/Wall/Norfolk/CB6850 | visa-norfolk-cb6850 |  | CB6850_4.jpg | 87 | 11 |  | 1 |  |  | 1
3992 | Norfolk CB3602 | Fluorescent or incandescent source. Easy tool-less relamping. High power factor electronic ballast. Ada compliant. | https://vl10.visalighting.com/catalog/i/Indoor/Wall/Norfolk/CB3602 | visa-norfolk-cb3602 |  | CB3602_4.jpg | 87 | 11 |  | 1 |  |  | 1
3993 | Norfolk CB6852 | Heavy gauge spun metal housing. Solid machined metal font and extruded arm. Fluorescent, HID or incandescent sources. | https://vl10.visalighting.com/catalog/i/Indoor/Wall/Norfolk/CB6852 | visa-norfolk-cb6852 |  | CB6852_4.jpg | 87 | 11 |  | 1 |  |  | 1
3994 | Norfolk CB6854 | Heavy gauge spun metal housing. Solid machined metal font and extruded arm. Fluorescent, HID or incandescent sources. | https://vl10.visalighting.com/catalog/i/Indoor/Wall/Norfolk/CB6854 | visa-norfolk-cb6854 |  | CB6854_4.jpg | 87 | 11 |  | 1 |  |  | 1
3995 | Olympia CB3464 | Deep Bowl. Fluorescent or incandescent source. Easy tool-less relamping. Heavy gauge spun trim rings. 5 year product warranty. | https://vl10.visalighting.com/catalog/i/Indoor/Wall/Olympia/CB3464 | visa-olympia-cb3464 |  | CB3464_4.jpg | 87 | 11 |  | 1 |  |  | 1
3996 | Olympia CB3462 | Shallow Bowl. Fluorescent or incandescent source. Easy tool-less relamping. Heavy gauge spun trim rings. 5 year product warranty. | https://vl10.visalighting.com/catalog/i/Indoor/Wall/Olympia/CB3462 | visa-olympia-cb3462 |  | CB3462_4.jpg | 87 | 11 |  | 1 |  |  | 1
3997 | Orion CB2790 | Heavy gauge spun metal housing. Solid machined metal font and extruded arm. Fluorescent, HID or incandescent sources. | https://vl10.visalighting.com/catalog/i/Indoor/Wall/Orion/CB2790 | visa-orion-cb2790 |  | CB2790_4.jpg | 87 | 11 |  |  |  |  | 1
3998 | Parallel CB5525 | LED, Fluorescent, HID or Incandescent. Consistent brightness uniformity gradient minimizes shadowing and lamp image. | https://vl10.visalighting.com/catalog/i/Indoor/Wall/Parallel/CB5525 | visa-parallel-cb5525 |  | CB5525_4.jpg | 87 | 11 | 12 |  |  |  | 1
3999 | Pila CB6314 | Heavy gauge fabricated metal backbox. Solid metal accent bars and bracket. Fluorescent source. ADA compliant. | https://vl10.visalighting.com/catalog/i/Indoor/Wall/Pila/CB6314 | visa-pila-cb6314 |  | CB6314_4.jpg | 87 | 11 |  | 1 |  |  | 1
4000 | Pila CB6316 | Heavy gauge fabricated metal backbox. Solid metal accent bars and bracket. Fluorescent source. ADA compliant. | https://vl10.visalighting.com/catalog/i/Indoor/Wall/Pila/CB6316 | visa-pila-cb6316 |  | CB6316_4.jpg | 87 | 11 |  | 1 |  |  | 1
4001 | Pinicle CB5016 | Cast aluminum backplate. Cast aluminum trim. White glass diffuser. Fluorescent or incandescent sources. Easy tool-less relamping. | https://vl10.visalighting.com/catalog/i/Indoor/Wall/Pinicle/CB5016 | visa-pinicle-cb5016 |  | CB5016_4.jpg | 87 | 11 |  | 1 |  |  | 1
4002 | Pinoir CB5044 | 1/4" thick glass accent lens floats above top rim of bowl. Solid machined metal components. Fluorescent or incandescent sources. | https://vl10.visalighting.com/catalog/i/Indoor/Wall/Pinoir/CB5044 | visa-pinoir-cb5044 |  | CB5044_4.jpg | 87 | 11 |  |  |  |  | 1
4003 | Plana CB6374 | Heavy gauge metal housing . Heavy wall extruded tubular metal center bar . Fluorescent lamping. ADA compliant. | https://vl10.visalighting.com/catalog/i/Indoor/Wall/Plana/CB6374 | visa-plana-cb6374 |  | CB6374_4.jpg | 87 | 11 |  | 1 |  |  | 1
4004 | Plana CB6372 | Heavy gauge metal housing . Heavy wall extruded tubular metal center bar . Fluorescent lamping. ADA compliant. | https://vl10.visalighting.com/catalog/i/Indoor/Wall/Plana/CB6372 | visa-plana-cb6372 |  | CB6372_4.jpg | 87 | 11 |  | 1 |  |  | 1
4005 | Pocket CB4054 | Cased and sand etched glass diffuser. Heavy gauge spun metal trim. Fluorescent or incandescent sources. ADA compliant. | https://vl10.visalighting.com/catalog/i/Indoor/Wall/Pocket/CB4054 | visa-pocket-cb4054 |  | CB4054_4.jpg | 87 | 11 |  | 1 |  |  | 1
4006 | Pocket CB4050 | Cased and sand etched glass diffuser. Heavy gauge spun metal trim. Fluorescent or incandescent sources. ADA compliant. | https://vl10.visalighting.com/catalog/i/Indoor/Wall/Pocket/CB4050 | visa-pocket-cb4050 |  | CB4050_4.jpg | 87 | 11 |  | 1 |  |  | 1
4007 | Posh CB5518 | Surface, Horizontal, Vertical mounting. Soft non-glare light, produces shadow-free, warm color tones. ADA compliant. | https://vl10.visalighting.com/catalog/i/Indoor/Wall/Posh/CB5518 | visa-posh-cb5518 |  | CB5518_4.jpg | 87 | 11 |  | 1 |  |  | 1
4008 | Posh CB5519 | Soft non-glare light, produces shadow-free, warm color tones. High power factor electronic ballast. | https://vl10.visalighting.com/catalog/i/Indoor/Wall/Posh/CB5519 | visa-posh-cb5519 |  | CB5519_4.jpg | 87 | 11 |  | 1 |  |  | 1
4009 | Posh CB5520 | Horizontal or vertical mount. Soft non-glare light, produces shadow-free, warm color tones. ADA compliant. | https://vl10.visalighting.com/catalog/i/Indoor/Wall/Posh/CB5520 | visa-posh-cb5520 |  | CB5520_4.jpg | 87 | 11 |  | 1 |  |  | 1
4010 | Posh CB5521 | Soft non-glare light, produces shadow-free, warm color tones. Horizontal or vertical mount. 5 year product warranty. | https://vl10.visalighting.com/catalog/i/Indoor/Wall/Posh/CB5521 | visa-posh-cb5521 |  | CB5521_4.jpg | 87 | 11 |  | 1 |  |  | 1
4011 | Posh CB5522 | Horizontal or vertical mount. Soft non-glare light, produces shadow-free, warm color tones. ADA compliant. | https://vl10.visalighting.com/catalog/i/Indoor/Wall/Posh/CB5522 | visa-posh-cb5522 |  | CB5522_4.jpg | 87 | 11 |  | 1 |  |  | 1
4012 | Posh CB5523 | Soft non-glare light, produces shadow-free, warm color tones. Fluorescent source. 5 year product warranty. | https://vl10.visalighting.com/catalog/i/Indoor/Wall/Posh/CB5523 | visa-posh-cb5523 |  | CB5523_4.jpg | 87 | 11 |  | 1 |  |  | 1
4013 | Raven CV1800 | Versatile mounting. Extruded aluminum backplate/siderails, die-cast end caps and trim bars. Fluorescent or LED source. ADA compliant. | https://vl10.visalighting.com/catalog/i/Indoor/Wall/Raven/CV1800 | visa-raven-cv1800 |  | CV1800_4.jpg | 87 | 11 | 12 | 1 |  |  | 1
4014 | Raven CV1808 | Forward Throw Optic. Fluorescent or LED source. ADA compliant. 5 year product warranty. | https://vl10.visalighting.com/catalog/i/Indoor/Wall/Raven/CV1808 | visa-raven-cv1808 |  | CV1808_4.jpg | 87 | 11 | 12 | 1 |  |  | 1
4015 | Raven CV1802 | Versatile mounting. Extruded aluminum backplate/siderails, die-cast end caps and trim bars. Fluorescent or LED source. ADA compliant. | https://vl10.visalighting.com/catalog/i/Indoor/Wall/Raven/CV1802 | visa-raven-cv1802 |  | CV1802_4.jpg | 87 | 11 | 12 | 1 |  |  | 1
4016 | Raven CV1810 | Forward Throw Optic. Fluorescent or LED source. ADA compliant. 5 year product warranty. | https://vl10.visalighting.com/catalog/i/Indoor/Wall/Raven/CV1810 | visa-raven-cv1810 |  | CV1810_4.jpg | 87 | 11 | 12 | 1 |  |  | 1
4017 | Raven CV1804 | Versatile mounting. Extruded aluminum backplate/siderails, die-cast end caps and trim bars. Fluorescent or LED source. ADA compliant. | https://vl10.visalighting.com/catalog/i/Indoor/Wall/Raven/CV1804 | visa-raven-cv1804 |  | CV1804_4.jpg | 87 | 11 | 12 | 1 |  |  | 1
4018 | Raven CV1812 | Forward Throw Optic. Fluorescent or LED source. ADA compliant. 5 year product warranty. | https://vl10.visalighting.com/catalog/i/Indoor/Wall/Raven/CV1812 | visa-raven-cv1812 |  | CV1812_4.jpg | 87 | 11 | 12 | 1 |  |  | 1
4019 | Raven CV1806 | Versatile mounting. Extruded aluminum backplate/siderails, die-cast end caps and trim bars. Fluorescent or LED source. ADA compliant. | https://vl10.visalighting.com/catalog/i/Indoor/Wall/Raven/CV1806 | visa-raven-cv1806 |  | CV1806_4.jpg | 87 | 11 | 12 | 1 |  |  | 1
4020 | Raven CV1814 | Forward Throw Optic. Fluorescent or LED source. ADA compliant. 5 year product warranty. | https://vl10.visalighting.com/catalog/i/Indoor/Wall/Raven/CV1814 | visa-raven-cv1814 |  | CV1814_4.jpg | 87 | 11 | 12 | 1 |  |  | 1
4021 | Ricochet CB6336 | Heavy gauge fabricated and welded metal housing . 1/8" thick rolled metal face plate. Incandescent source. ADA compliant. | https://vl10.visalighting.com/catalog/i/Indoor/Wall/Ricochet/CB6336 | visa-ricochet-cb6336 |  | CB6336_4.jpg | 87 | 11 | 12 | 1 |  |  | 1
4022 | Sash CB6354 | Solid metal vertical bar trim. 3/16" thick glass diffuser with pencil ground edges, sandblasted front and cased white back. | https://vl10.visalighting.com/catalog/i/Indoor/Wall/Sash/CB6354 | visa-sash-cb6354 |  | CB6354_4.jpg | 87 | 11 |  | 1 |  |  | 1
4023 | Select CB5126 | Heavy gauge fabricated end caps match fixture finish. Solid extruded metal end details. Wrap around diffuser. ADA compliant. | https://vl10.visalighting.com/catalog/i/Indoor/Wall/Select/CB5126 | visa-select-cb5126 |  | CB5126_4.jpg | 87 | 11 | 12 | 1 |  |  | 1
4024 | Select CB5127 | Heavy gauge fabricated end caps match fixture finish. Solid extruded metal end details. Wrap around diffuser. ADA compliant. | https://vl10.visalighting.com/catalog/i/Indoor/Wall/Select/CB5127 | visa-select-cb5127 |  | CB5127_4.jpg | 87 | 11 | 12 | 1 |  |  | 1
4025 | Select CB5128 | Heavy gauge fabricated end caps match fixture finish. Solid extruded metal end details. Wrap around diffuser. ADA compliant. | https://vl10.visalighting.com/catalog/i/Indoor/Wall/Select/CB5128 | visa-select-cb5128 |  | CB5128_4.jpg | 87 | 11 | 12 | 1 |  |  | 1
4026 | Select CB5129 | Heavy gauge fabricated end caps match fixture finish. Solid extruded metal end details. Wrap around diffuser. ADA compliant. | https://vl10.visalighting.com/catalog/i/Indoor/Wall/Select/CB5129 | visa-select-cb5129 |  | CB5129_4.jpg | 87 | 11 | 12 | 1 |  |  | 1
4027 | Serenity CB1930 | Made in America by an American owned corporation. Ada compliant. 5 year product warranty. | https://vl10.visalighting.com/catalog/i/Indoor/Wall/Serenity/CB1930 | visa-serenity-cb1930 |  | CB1930_4.jpg | 87 | 11 | 12 |  |  |  | 1
4028 | Serenity CB1934 | Lumieo top lens for ambient uplight. Lumieo bottom lens provides diffuse downlight for reading. Ada compliant. | https://vl10.visalighting.com/catalog/i/Indoor/Wall/Serenity/CB1934 | visa-serenity-cb1934 |  | CB1934_4.jpg | 87 | 11 | 12 |  |  |  | 1
4029 | Sequence CB5200 | Matte white acrylic cylinder body. T-5 fluorescent, High Performance T-8 fluorescent sources. 5 year product warranty. | https://vl10.visalighting.com/catalog/i/Indoor/Wall/Sequence/CB5200 | visa-sequence-cb5200 |  | CB5200_4.jpg | 87 | 11 |  |  |  |  | 1
4030 | Sequence CB5202 | Matte white acrylic cylinder body. T-5 fluorescent, High Performance T-8 fluorescent sources. 5 year product warranty. | https://vl10.visalighting.com/catalog/i/Indoor/Wall/Sequence/CB5202 | visa-sequence-cb5202 |  | CB5202_4.jpg | 87 | 11 |  |  |  |  | 1
4031 | Sequence CB5204 | Matte white acrylic cylinder body. T-5 fluorescent, High Performance T-8 fluorescent sources. 5 year product warranty. | https://vl10.visalighting.com/catalog/i/Indoor/Wall/Sequence/CB5204 | visa-sequence-cb5204 |  | CB5204_4.jpg | 87 | 11 |  |  |  |  | 1
4032 | Sequence Vanish CB5206 | Sleek profile. Diffuser is 1/8" thick clear acrylic with matte finish. Semi-recessed. | https://vl10.visalighting.com/catalog/i/Indoor/Wall/Sequence%20Vanish/CB5206 | visa-sequence-vanish-cb5206 |  | CB5206_4.jpg | 87 | 11 | 12 | 1 |  |  | 1
4033 | Sequence Vanish CB5206PSX | Use with PS24 series of 24VDC Class II remote power supplies. The PS24 is not included with fixture; order separately. | https://vl10.visalighting.com/catalog/i/Indoor/Wall/Sequence%20Vanish/CB5206PSX | visa-sequence-vanish-cb5206psx |  | CB5206PSX_4.jpg | 87 | 11 | 12 | 1 |  |  | 1
4034 | Sequence Vanish CB5208 | Sleek profile. Diffuser is 1/8" thick clear acrylic with matte finish. Semi-recessed. | https://vl10.visalighting.com/catalog/i/Indoor/Wall/Sequence%20Vanish/CB5208 | visa-sequence-vanish-cb5208 |  | CB5208_4.jpg | 87 | 11 | 12 | 1 |  |  | 1
4035 | Sequence Vanish CB5208PSX | Use with PS24 series of 24VDC Class II remote power supplies. The PS24 is not included with fixture; order separately. | https://vl10.visalighting.com/catalog/i/Indoor/Wall/Sequence%20Vanish/CB5208PSX | visa-sequence-vanish-cb5208psx |  | CB5208PSX_4.jpg | 87 | 11 | 12 | 1 |  |  | 1
4036 | Sequence Vanish CB5210 | Sleek profile. Diffuser is 1/8" thick clear acrylic with matte finish. Semi-recessed. | https://vl10.visalighting.com/catalog/i/Indoor/Wall/Sequence%20Vanish/CB5210 | visa-sequence-vanish-cb5210 |  | CB5210_4.jpg | 87 | 11 | 12 | 1 |  |  | 1
4037 | Sequence Vanish CB5210PSX | Use with PS24 series of 24VDC Class II remote power supplies. The PS24 is not included with fixture; order separately. | https://vl10.visalighting.com/catalog/i/Indoor/Wall/Sequence%20Vanish/CB5210PSX | visa-sequence-vanish-cb5210psx |  | CB5210PSX_4.jpg | 87 | 11 | 12 | 1 |  |  | 1
4038 | Sequence Vanish CB5212PSX | Use with PS24 series of 24VDC Class II remote power supplies. The PS24 is not included with fixture; order separately. | https://vl10.visalighting.com/catalog/i/Indoor/Wall/Sequence%20Vanish/CB5212PSX | visa-sequence-vanish-cb5212psx |  | CB5212PSX_4.jpg | 87 | 11 | 12 | 1 |  |  | 1
4039 | Sequence Vanish CB5214PSX | Use with PS24 series of 24VDC Class II remote power supplies. The PS24 is not included with fixture; order separately. | https://vl10.visalighting.com/catalog/i/Indoor/Wall/Sequence%20Vanish/CB5214PSX | visa-sequence-vanish-cb5214psx |  | CB5214PSX_4.jpg | 87 | 11 | 12 | 1 |  |  | 1
4040 | Sequence Vanish CB5218PSX | Use with PS24 series of 24VDC Class II remote power supplies. The PS24 is not included with fixture; order separately. | https://vl10.visalighting.com/catalog/i/Indoor/Wall/Sequence%20Vanish/CB5218PSX | visa-sequence-vanish-cb5218psx |  | CB5218PSX_4.jpg | 87 | 11 | 12 | 1 |  |  | 1
4041 | Shield CB3660 | Heavy gauge fabricated metal housing. Front shield features snap lock for easy tool-less relamping. ADA compliant. | https://vl10.visalighting.com/catalog/i/Indoor/Wall/Shield/CB3660 | visa-shield-cb3660 |  | CB3660_4.jpg | 87 | 11 | 12 | 1 |  |  | 1
4042 | Shield CB3662 | Heavy gauge fabricated metal housing. Front shield features snap lock for easy tool-less relamping. ADA compliant. | https://vl10.visalighting.com/catalog/i/Indoor/Wall/Shield/CB3662 | visa-shield-cb3662 |  | CB3662_4.jpg | 87 | 11 | 12 | 1 |  |  | 1
4043 | Shield CB3664 | Heavy gauge fabricated metal housing. Front shield features snap lock for easy tool-less relamping. ADA compliant. | https://vl10.visalighting.com/catalog/i/Indoor/Wall/Shield/CB3664 | visa-shield-cb3664 |  | CB3664_4.jpg | 87 | 11 | 12 | 1 |  |  | 1
4044 | Shine CB5514 | 5 year product warranty. ADA compliant. Soft non-glare light, produces shadow-free, warm color tones. | https://vl10.visalighting.com/catalog/i/Indoor/Wall/Shine/CB5514 | visa-shine-cb5514 |  | CB5514_4.jpg | 87 | 11 |  | 1 |  |  | 1
4045 | Shine CB5516 | Surface, Horizontal, Vertical mounting. Fluorescent source. ADA compliant. 5 year product warranty. | https://vl10.visalighting.com/catalog/i/Indoor/Wall/Shine/CB5516 | visa-shine-cb5516 |  | CB5516_4.jpg | 87 | 11 |  | 1 |  |  | 1
4046 | Shine CB5512 | Surface, Horizontal, Vertical mounting. Fluorescent source. ADA compliant. 5 year product warranty. | https://vl10.visalighting.com/catalog/i/Indoor/Wall/Shine/CB5512 | visa-shine-cb5512 |  | CB5512_4.jpg | 87 | 11 |  | 1 |  |  | 1
4047 | Sleight CV1970 | 16" Recessed, LED Integral Power Supply. Small profile. Frosted acrylic diffuser. | https://vl10.visalighting.com/catalog/i/Indoor/Ceiling/Sleight/CV1970 | visa-sleight-cv1970 |  | CV1970_4.jpg | 87 | 11 | 12 | 1 |  |  | 1
4048 | Sleight CV1976PSX | 16" Surface. LED, Low Voltage. 5 year product warranty. Small profile. Frosted acrylic diffuser. | https://vl10.visalighting.com/catalog/i/Indoor/Ceiling/Sleight/CV1976PSX | visa-sleight-cv1976psx |  | CV1976PSX_4.jpg | 87 | 11 | 12 | 1 |  |  | 1
4049 | Sleight CV1973 | 23" Recessed. Fluorescent source. Sleek profile. Frosted acrylic diffuser with matte finish. | https://vl10.visalighting.com/catalog/i/Indoor/Ceiling/Sleight/CV1973 | visa-sleight-cv1973 |  | CV1973_4.jpg | 87 | 11 |  | 1 |  |  | 1
4050 | Sleight CV1972 | 32" Recessed. LED Integral Power Supply. Small profile. Frosted acrylic diffuser. | https://vl10.visalighting.com/catalog/i/Indoor/Ceiling/Sleight/CV1972 | visa-sleight-cv1972 |  | CV1972_4.jpg | 87 | 11 | 12 | 1 |  |  | 1
4051 | Sleight CV1980PSX | 32" Surface. Low Voltage LED. 5 year product warranty. Uses PS24 Series of 24VDC Class II remote power supplies. | https://vl10.visalighting.com/catalog/i/Indoor/Ceiling/Sleight/CV1980PSX | visa-sleight-cv1980PSX |  | CV1980PSX_4.jpg | 87 | 11 | 12 | 1 |  |  | 1
4052 | Sleight CV1974 | 35" Recessed. Fluorescent. 5 year product warranty. Sleek profile. | https://vl10.visalighting.com/catalog/i/Indoor/Ceiling/Sleight/CV1974 | visa-sleight-cv1974 |  | CV1974_4.jpg | 87 | 11 |  | 1 |  |  | 1
4053 | Sleight CV1975 | 46" Recessed. Fluorescent source. 5 year product warranty. Sleek profile. | https://vl10.visalighting.com/catalog/i/Indoor/Ceiling/Sleight/CV1975 | visa-sleight-cv1975 |  | CV1975_4.jpg | 87 | 11 |  | 1 |  |  | 1
4054 | Solo CB3412 | Fluorescent or incandescent sources. Easy tool-less relamping. Heavy gauge trim and solid metal accents. | https://vl10.visalighting.com/catalog/i/Indoor/Wall/Solo/CB3412 | visa-solo-cb3412 |  | CB3412_4.jpg | 87 | 11 |  | 1 |  |  | 1
4055 | Sphinx CB6054 | Fluorescent, HID or Incandescent source. Performance Optics. ADA compliant. | https://vl10.visalighting.com/catalog/i/Indoor/Wall/Sphinx/CB6054 | visa-sphinx-cb6054 |  | CB6054_4.jpg | 87 | 11 |  | 1 |  |  | 1
4056 | Sphinx CB6058 | Fluorescent, HID or Incandescent source. Performance Optics. ADA compliant. | https://vl10.visalighting.com/catalog/i/Indoor/Wall/Sphinx/CB6058 | visa-sphinx-cb6058 |  | CB6058_4.jpg | 87 | 11 |  | 1 |  |  | 1
4057 | St Germain CB4064 | Fluorescent or incandescent source. Fabricated metal housing with internal reinforcing corner extrusions. | https://vl10.visalighting.com/catalog/i/Indoor/Wall/St%20Germain/CB4064 | visa-st-germain-cb4064 |  | CB4064_4.jpg | 87 | 11 |  | 1 |  |  | 1
4058 | St Germain CB4070 | Fluorescent or incandescent source. Fabricated metal housing with internal reinforcing corner extrusions. | https://vl10.visalighting.com/catalog/i/Indoor/Wall/St%20Germain/CB4070 | visa-st-germain-cb4070 |  | CB4070_4.jpg | 87 | 11 |  | 1 |  |  | 1
4059 | Tusk CB6432 | Heavy gauge fabricated metal backbox with painted white end caps. 1/4" thick solid metal accent fins. Fluorescent source. | https://vl10.visalighting.com/catalog/i/Indoor/Wall/Tusk/CB6432 | visa-tusk-cb6432 |  | CB6432_4.jpg | 87 | 11 |  | 1 |  |  | 1
4060 | Tusk CB6444 | Heavy gauge fabricated metal backbox with painted white end caps. 1/4" thick solid metal accent fins. Fluorescent source. | https://vl10.visalighting.com/catalog/i/Indoor/Wall/Tusk/CB6444 | visa-tusk-cb6444 |  | CB6444_4.jpg | 87 | 11 |  | 1 |  |  | 1
4061 | Tusk CB6434 | Heavy gauge fabricated metal backbox with painted white end caps. 1/4" thick solid metal accent fins. Fluorescent source. | https://vl10.visalighting.com/catalog/i/Indoor/Wall/Tusk/CB6434 | visa-tusk-cb6434 |  | CB6434_4.jpg | 87 | 11 |  | 1 |  |  | 1
4062 | Tusk CB6446 | Heavy gauge fabricated metal backbox with painted white end caps. 1/4" thick solid metal accent fins. Fluorescent source. | https://vl10.visalighting.com/catalog/i/Indoor/Wall/Tusk/CB6446 | visa-tusk-cb6446 |  | CB6446_4.jpg | 87 | 11 |  | 1 |  |  | 1
4063 | Tusk CB6436 | Heavy gauge fabricated metal backbox with painted white end caps. 1/4" thick solid metal accent fins. Fluorescent source. | https://vl10.visalighting.com/catalog/i/Indoor/Wall/Tusk/CB6436 | visa-tusk-cb6436 |  | CB6436_4.jpg | 87 | 11 |  | 1 |  |  | 1
4064 | Tusk CB6448 | Heavy gauge fabricated metal backbox with painted white end caps. 1/4" thick solid metal accent fins. Fluorescent source. | https://vl10.visalighting.com/catalog/i/Indoor/Wall/Tusk/CB6448 | visa-tusk-cb6448 |  | CB6448_4.jpg | 87 | 11 |  | 1 |  |  | 1
4065 | Unity CB1900 | Fluorescent or LED source with dimming options. 5 year product warranty. | https://vl10.visalighting.com/catalog/i/Indoor/Wall/Unity/CB1900 | visa-unity-cb1900 |  | CB1900_4.jpg | 87 | 11 | 12 | 1 |  |  | 1
4066 | Unity CB1902 | Fluorescent or LED source with dimming options. Top and bottom acrylic lenses reduce the need to clean the interior of the fixture. | https://vl10.visalighting.com/catalog/i/Indoor/Wall/Unity/CB1902 | visa-unity-cb1902 |  | CB1902_4.jpg | 87 | 11 | 12 | 1 |  |  | 1
4067 | Unity CB1904 | Clear top lens for ambient uplight. Lumieo bottom lens provides diffuse downlight for reading. Fluorescent or LED source. | https://vl10.visalighting.com/catalog/i/Indoor/Wall/Unity/CB1904 | visa-unity-cb1904 |  | CB1904_4.jpg | 87 | 11 | 12 | 1 |  |  | 1
4068 | Verre CB6200 | 1/4" thick formed metal side plates . Solid metal bar trim. Fluorescent or incandescent sources. ADA compliant. | https://vl10.visalighting.com/catalog/i/Indoor/Wall/Verre/CB6200 | visa-verre-cb6200 |  | CB6200_4.jpg | 87 | 11 |  | 1 |  |  | 1
4069 | Visage CV1664 | Extruded aluminum frame. Solid metal accent bars. ADA compliant. 5 year product warranty. | https://vl10.visalighting.com/catalog/i/Indoor/Ceiling/Visage/CV1664 | visa-visage-cv1664 |  | CV1664_4.jpg | 87 | 11 | 12 | 1 |  |  | 1
4070 | Visage CV1600 | Fluorescent or low energy, long life LED source. ADA compliant. Extruded aluminum frame. Ceiling, horizontal wall, vertical wall mounting. | https://vl10.visalighting.com/catalog/i/Indoor/Ceiling/Visage/CV1600 | visa-visage-cv1600 |  | CV1600_4.jpg | 87 | 11 | 12 | 1 |  |  | 1
4071 | Visage CV1616 | Extruded aluminum frame. Fluorescent or low energy, long life LED source. ADA compliant. | https://vl10.visalighting.com/catalog/i/Indoor/Ceiling/Visage/CV1616 | visa-visage-cv1616 |  | CV1616_4.jpg | 87 | 11 | 12 | 1 |  |  | 1
4072 | Visage CV1632 | Fluorescent or low energy, long life LED source. High power factor electronic ballast. Extruded aluminum frame. Solid metal accent panel. | https://vl10.visalighting.com/catalog/i/Indoor/Ceiling/Visage/CV1632 | visa-visage-cv1632 |  | CV1632_4.jpg | 87 | 11 | 12 | 1 |  |  | 1
4073 | Visage CV1656 | Extruded aluminum frame. Solid brushed stainless steel accents. Fluorescent or low energy, long life LED source. | https://vl10.visalighting.com/catalog/i/Indoor/Ceiling/Visage/CV1656 | visa-visage-cv1656 |  | CV1656_4.jpg | 87 | 11 | 12 | 1 |  |  | 1
4074 | Visage CV1602 | Extruded aluminum frame. 1/8" thick white acrylic diffuser with matte finish, UV stable, UL-94 HB Flame Class rated. ADA compliant. | https://vl10.visalighting.com/catalog/i/Indoor/Ceiling/Visage/CV1602 | visa-visage-cv1602 |  | CV1602_4.jpg | 87 | 11 | 12 | 1 |  |  | 1
4075 | Visage CV1634 | Extruded aluminum frame. 1/8" thick white acrylic diffuser with matte finish, UV stable, UL-94 HB Flame Class rated. ADA compliant. | https://vl10.visalighting.com/catalog/i/Indoor/Ceiling/Visage/CV1634 | visa-visage-cvV1634 |  | CV1634_4.jpg | 87 | 11 | 12 | 1 |  |  | 1
4076 | Visage CV1658 | Extruded aluminum frame. 1/8" thick white acrylic diffuser with matte finish, UV stable, UL-94 HB Flame Class rated. ADA compliant. | https://vl10.visalighting.com/catalog/i/Indoor/Ceiling/Visage/CV1658 | visa-visage-cv1658 |  | CV1658_4.jpg | 87 | 11 | 12 | 1 |  |  | 1
4077 | Visage CV1666 | Fluorescent or low energy, long life LED source. Solid metal accent bars. Ada compliant. | https://vl10.visalighting.com/catalog/i/Indoor/Ceiling/Visage/CV1666 | visa-visage-cv1666 |  | CV1666_4.jpg | 87 | 11 | 12 | 1 |  |  | 1
4078 | Visage CV1604 | Fluorescent or low energy, long life LED source. Extruded aluminum frame. ADA compliant. | https://vl10.visalighting.com/catalog/i/Indoor/Ceiling/Visage/CV1604 | visa-visage-cv1604 |  | CV1604_4.jpg | 87 | 11 | 12 | 1 |  |  | 1
4079 | Visage CV1620 | 5 year product warranty. ADA compliant. Extruded aluminum frame. Solid metal accent panel. | https://vl10.visalighting.com/catalog/i/Indoor/Ceiling/Visage/CV1620 | visa-visage-cv1620 |  | CV1620_4.jpg | 87 | 11 | 12 | 1 |  |  | 1
4080 | Visage CV1636 | 5 year product warranty. ADA compliant. Extruded aluminum frame. Solid metal accent panel. | https://vl10.visalighting.com/catalog/i/Indoor/Ceiling/Visage/CV1636 | visa-visage-cv1636 |  | CV1636_4.jpg | 87 | 11 | 12 | 1 |  |  | 1
4081 | Visage CV1660 | 5 year product warranty. ADA compliant. Extruded aluminum frame. Solid brushed stainless steel accents. | https://vl10.visalighting.com/catalog/i/Indoor/Ceiling/Visage/CV1660 | visa-visage-cv1660 |  | CV1660_4.jpg | 87 | 11 | 12 | 1 |  |  | 1
4082 | Visage CV1668 | Extruded aluminum frame. Solid metal accent bars. ADA compliant. | https://vl10.visalighting.com/catalog/i/Indoor/Ceiling/Visage/CV1668 | visa-visage-cv1668 |  | CV1668_4.jpg | 87 | 11 | 12 | 1 |  |  | 1
4083 | Visage CV1606 | Fluorescent or low energy, long life LED source. Extruded aluminum frame. ADA compliant. | https://vl10.visalighting.com/catalog/i/Indoor/Ceiling/Visage/CV1606 | visa-visage-cv1606 |  | CV1606_4.jpg | 87 | 11 | 12 | 1 |  |  | 1
4084 | Visage CV1638 | Solid metal accent panel. Extruded aluminum frame. ADA compliant. 5 year product warranty. | https://vl10.visalighting.com/catalog/i/Indoor/Ceiling/Visage/CV1638 | visa-visage-cv1638 |  | CV1638_4.jpg | 87 | 11 | 12 | 1 |  |  | 1
4085 | Visage CV1662 | 5 year product warranty. ADA compliant. Extruded aluminum frame. Solid brushed stainless steel accents. | https://vl10.visalighting.com/catalog/i/Indoor/Ceiling/Visage/CV1662 | visa-visage-cv1662 |  | CV1662_4.jpg | 87 | 11 | 12 | 1 |  |  | 1
4086 | Visage CV1670 | ADA compliant. Extruded aluminum frame. Solid metal accent bars. 5 year product warranty. | https://vl10.visalighting.com/catalog/i/Indoor/Ceiling/Visage/CV1670 | visa-visage-cv1670 |  | CV1670_4.jpg | 87 | 11 | 12 | 1 |  |  | 1
4087 | Visage CV1608 | Flush frame mounts into wall and creates a seamless transition between surfaces. ADA compliant. Extruded aluminum frame. | https://vl10.visalighting.com/catalog/i/Indoor/Ceiling/Visage/CV1608 | visa-visage-cv1608 |  | CV1608_4.jpg | 87 | 11 | 12 | 1 |  |  | 1
4088 | Visage CV1610 | Flush frame mounts into wall and creates a seamless transition between surfaces. ADA compliant. Extruded aluminum frame. | https://vl10.visalighting.com/catalog/i/Indoor/Ceiling/Visage/CV1610 | visa-visage-cv1610 |  | CV1610_4.jpg | 87 | 11 | 12 | 1 |  |  | 1
4089 | Visage CV1612 | Flush frame mounts into wall and creates a seamless transition between surfaces. 48" T5 / LED. ADA compliant. | https://vl10.visalighting.com/catalog/i/Indoor/Ceiling/Visage/CV1612 | visa-visage-cv1612 |  | CV1612_4.jpg | 87 | 11 | 12 | 1 |  |  | 1
4090 | Visage CV1614 | Flush frame mounts into wall and creates a seamless transition between surfaces. 60" T5 / LED. Extruded aluminum frame. | https://vl10.visalighting.com/catalog/i/Indoor/Ceiling/Visage/CV1614 | visa-visage-cv1614 |  | CV1614_4.jpg | 87 | 11 | 12 | 1 |  |  | 1
4091 | Voila CB1986 | Recessed. Integral high power factor electronic power supply included. Low energy, long life LED source. | https://vl10.visalighting.com/catalog/i/Indoor/Wall/Voila/CB1986 | visa-voila-cb1986 |  | CB1986_4.jpg | 87 | 11 | 12 | 1 |  |  | 1
4092 | Voila CB1986PSX | Recessed. Horizontal or vertical mounting. Low Voltage. Low energy, long life LED source. | https://vl10.visalighting.com/catalog/i/Indoor/Wall/Voila/CB1986PSX | visa-voila-cb1986psx |  | CB1986_4.jpg | 87 | 11 | 12 | 1 |  |  | 1
4093 | Voila CB1990PSX | Surface Mount. Low Voltage. Low energy, long life LED source. Use with PS24 series of 24VDC Class II remote power supplies. | https://vl10.visalighting.com/catalog/i/Indoor/Wall/Voila/CB1990PSX | visa-voila-cb1990psx |  | CB1990PSX_4.jpg | 87 | 11 | 12 | 1 |  |  | 1
4094 | Voila CB1992 | Recessed. Integral high power factor electronic power supply included. Low energy, long life LED source. | https://vl10.visalighting.com/catalog/i/Indoor/Wall/Voila/CB1992 | visa-voila-cb1992 |  | CB1992_4.jpg | 87 | 11 | 12 | 1 |  |  | 1
4095 | Voila CB1992PSX | Recessed. Horizontal or vertical mounting. Low Voltage. Low energy, long life LED source. | https://vl10.visalighting.com/catalog/i/Indoor/Wall/Voila/CB1992PSX | visa-voila-cb1992psx |  | CB1992_4.jpg | 87 | 11 | 12 | 1 |  |  | 1
4096 | Voila CB1994PSX | Surface Mount. Low Voltage. Low energy, long life LED source. Use with PS24 series of 24VDC Class II remote power supplies. | https://vl10.visalighting.com/catalog/i/Indoor/Wall/Voila/CB1994PSX | visa-voila-cb1994psx |  | CB1994PSX_4.jpg | 87 | 11 | 12 | 1 |  |  | 1
4097 | Voila CB1996 | Recessed. Integral high power factor electronic power supply included. Low energy, long life LED source. | https://vl10.visalighting.com/catalog/i/Indoor/Wall/Voila/CB1996 | visa-voila-cb1996 |  | CB1996_4.jpg | 87 | 11 | 12 | 1 |  |  | 1
4098 | Voila CB1996PSX | Recessed. Low Voltage. Low energy, long life LED source. Use with PS24 series of 24VDC Class II remote power supplies. | https://vl10.visalighting.com/catalog/i/Indoor/Wall/Voila/CB1996PSX | visa-voila-cb1996psx |  | CB1996_4.jpg | 87 | 11 | 12 | 1 |  |  | 1
4099 | Voila CB1998PSX | Sleek profile. Diffuser is 1/8" thick clear acrylic with matte finish or borosilicate glass. Low energy, long life LED source. | https://vl10.visalighting.com/catalog/i/Indoor/Wall/Voila/CB1998PSX | visa-voila-cb1998psx |  | CB1998PSX_4.jpg | 87 | 11 | 12 | 1 |  |  | 1
4100 | Voila CB1987 | 5 year product warranty. Sleek profile. Diffuser is 1/8" thick clear acrylic with matte finish. | https://vl10.visalighting.com/catalog/i/Indoor/Wall/Voila/CB1987 | visa-voila-cb1987 |  | CB1987_4.jpg | 87 | 11 | 12 | 1 |  |  | 1
4101 | Voila CB1987PSX | 5 year product warranty. Sleek profile. Diffuser is 1/8" thick clear acrylic with matte finish. | https://vl10.visalighting.com/catalog/i/Indoor/Wall/Voila/CB1987PSX | visa-voila-cb1987psx |  | CB1987_4.jpg | 87 | 11 | 12 | 1 |  |  | 1
4102 | Voila CB1991PSX | 5 year product warranty. Sleek profile. Diffuser is 1/8" thick clear acrylic with matte finish. | https://vl10.visalighting.com/catalog/i/Indoor/Wall/Voila/CB1991PSX | visa-voila-cb1991psx |  | CB1991PSX_4.jpg | 87 | 11 | 12 | 1 |  |  | 1
4103 | Voila CB1993 | 5 year product warranty. Sleek profile. Diffuser is 1/8" thick clear acrylic with matte finish. | https://vl10.visalighting.com/catalog/i/Indoor/Wall/Voila/CB1993 | visa-voila-cb1993 |  | CB1993_4.jpg | 87 | 11 | 12 | 1 |  |  | 1
4104 | Voila CB1993PSX | Low energy, long life LED source. Use with PS24 series of 24VDC Class II remote power supplies. | https://vl10.visalighting.com/catalog/i/Indoor/Wall/Voila/CB1993PSX | visa-voila-cb1993psx |  | CB1993_4.jpg | 87 | 11 | 12 | 1 |  |  | 1
4105 | Voila CB1995PSX | Low energy, long life LED source. Use with PS24 series of 24VDC Class II remote power supplies. | https://vl10.visalighting.com/catalog/i/Indoor/Wall/Voila/CB1995PSX | visa-voila-cb1995psx |  | CB1995PSX_4.jpg | 87 | 11 | 12 | 1 |  |  | 1
4106 | Voila CB1997 | 5 year product warranty. Sleek profile. Diffuser is 1/8" thick clear acrylic with matte finish. | https://vl10.visalighting.com/catalog/i/Indoor/Wall/Voila/CB1997 | visa-voila-cb1997 |  | CB1997_4.jpg | 87 | 11 | 12 | 1 |  |  | 1
4107 | Voila CB1997PSX | Low energy, long life LED source. Use with PS24 series of 24VDC Class II remote power supplies. | https://vl10.visalighting.com/catalog/i/Indoor/Wall/Voila/CB1997PSX | visa-voila-cb1997psx |  | CB1997_4.jpg | 87 | 11 | 12 | 1 |  |  | 1
4108 | Voila CB1999PSX | Low energy, long life LED source. Use with PS24 series of 24VDC Class II remote power supplies. | https://vl10.visalighting.com/catalog/i/Indoor/Wall/Voila/CB1999PSX | visa-voila-cb1999psx |  | CB1999PSX_4.jpg | 87 | 11 | 12 | 1 |  |  | 1
4109 | Wand CB5400 | Low energy, long life LED source. Integral high power factor electronic power supply included with MVOLT operation. | https://vl10.visalighting.com/catalog/i/Indoor/Wall/Wand/CB5400 | visa-wand-cb5400 |  | CB5400_4.jpg | 87 | 11 | 12 | 1 |  |  | 1
4110 | Wand CB5400PSX | Low energy, long life LED source. Use with PS24 series of 24VDC Class II remote power supplies. | https://vl10.visalighting.com/catalog/i/Indoor/Wall/Wand/CB5400PSX | visa-wand-cb5400psx |  | CB5400_4.jpg | 87 | 11 | 12 | 1 |  |  | 1
4111 | Wand CB5406PSX | Low energy, long life LED source. Use with PS24 series of 24VDC Class II remote power supplies. | https://vl10.visalighting.com/catalog/i/Indoor/Wall/Wand/CB5406PSX | visa-wand-cb5406psx |  | CB5406PSX_4.jpg | 87 | 11 | 12 | 1 |  |  | 1
4112 | Wand CB5402 | Low energy, long life LED source. Integral high power factor electronic power supply included with MVOLT operation. | https://vl10.visalighting.com/catalog/i/Indoor/Wall/Wand/CB5402 | visa-wand-cb5402 |  | CB5402_4.jpg | 87 | 11 | 12 | 1 |  |  | 1
4113 | Wand CB5402PSX | Low energy, long life LED source. Use with PS24 series of 24VDC Class II remote power supplies. | https://vl10.visalighting.com/catalog/i/Indoor/Wall/Wand/CB5402PSX | visa-wand-cb5402psx |  | CB5402_4.jpg | 87 | 11 | 12 | 1 |  |  | 1
4114 | Wand CB5408PSX | Low energy, long life LED source. Use with PS24 series of 24VDC Class II remote power supplies. | https://vl10.visalighting.com/catalog/i/Indoor/Wall/Wand/CB5408PSX | visa-wand-cb5408psx |  | CB5408PSX_4.jpg | 87 | 11 | 12 | 1 |  |  | 1
4115 | Wand CB5404 | Low energy, long life LED source. Integral high power factor electronic power supply included with MVOLT operation. | https://vl10.visalighting.com/catalog/i/Indoor/Wall/Wand/CB5404 | visa-wand-cb5404 |  | CB5404_4.jpg | 87 | 11 | 12 | 1 |  |  | 1
4116 | Wand CB5404PSX | Low energy, long life LED source. Use with PS24 series of 24VDC Class II remote power supplies. | https://vl10.visalighting.com/catalog/i/Indoor/Wall/Wand/CB5404PSX | visa-wand-cb5404psx |  | CB5404PSX_4.jpg | 87 | 11 | 12 | 1 |  |  | 1
4117 | Wand CB5410PSX | Low energy, long life LED source. Use with PS24 series of 24VDC Class II remote power supplies. | https://vl10.visalighting.com/catalog/i/Indoor/Wall/Wand/CB5410PSX | visa-wand-cb5410psx |  | CB5410PSX_4.jpg | 87 | 11 | 12 | 1 |  |  | 1
4118 | Wave CV2100PSX | Die-cast aluminum housing. Low profile. ADA compliant design.Low energy, long life LED light source. Flexible mounting orientation. | https://vl10.visalighting.com/catalog/i/Indoor/Ceiling/Wave/CV2100PSX | visa-wave-cv2100psx |  | CV2100_4.jpg | 87 | 11 | 12 | 1 |  |  | 1
4119 | Wave CV2102PSX | Die-cast aluminum housing. Low profile. ADA compliant design. Low energy, long life LED light source. Flexible mounting orientation. | https://vl10.visalighting.com/catalog/i/Indoor/Ceiling/Wave/CV2102PSX | visa-wave-cv2102psx |  | CV2102_4.jpg | 87 | 11 | 12 | 1 |  |  | 1
4120 | Wedge CB6470 | Fluorescent or low energy, long life LED bodylight with MR16 uplight. ADA compliant. 5 year product warranty. | https://vl10.visalighting.com/catalog/i/Indoor/Wall/Wedge/CB6470 | visa-wedge-cb6470 |  | CB6470_4.jpg | 87 | 11 | 12 | 1 |  |  | 1
4121 | Wrap CB3500 | Fluorescent, HID, incandescent or low energy, long life LED source. Easy tool-less relamping. ADA compliant. | https://vl10.visalighting.com/catalog/i/Indoor/Wall/Wrap/CB3500 | visa-wrap-cb3500 |  | CB3500_4.jpg | 87 | 11 | 12 | 1 |  |  | 1
4122 | Wrap CB3502 | Fluorescent, HID, incandescent or low energy, long life LED source. Easy tool-less relamping. ADA compliant. | https://vl10.visalighting.com/catalog/i/Indoor/Wall/Wrap/CB3502 | visa-wrap-cb3502 |  | CB3502_4.jpg | 87 | 11 | 12 | 1 |  |  | 1
4123 | Wrap CB3504 | Fluorescent, HID, incandescent or low energy, long life LED source. Easy tool-less relamping. ADA compliant. | https://vl10.visalighting.com/catalog/i/Indoor/Wall/Wrap/CB3504 | visa-wrap-cb3504 |  | CB3504_4.jpg | 87 | 11 | 12 | 1 |  |  | 1
4124 | Wrap CB3512 | Fluorescent, HID, incandescent or low energy, long life LED source. Easy tool-less relamping. ADA compliant. | https://vl10.visalighting.com/catalog/i/Indoor/Wall/Wrap/CB3512 | visa-wrap-cb3512 |  | CB3512_4.jpg | 87 | 11 | 12 | 1 |  |  | 1
4125 | XP-C Module CB3215 | Fluorescent or Ceramic Metal Halide HID source. High power factor integral electronic ballast. Clean end cap design with no visible fasteners. | https://vl10.visalighting.com/catalog/i/Indoor/Wall/XP-C%20Module/CB3215 | visa-xp-c-module-cb3215 |  | CB3215_4.jpg | 87 | 11 |  | 1 |  |  | 1
4126 | XP-C Module CB3230 | Fluorescent or Ceramic Metal Halide HID source. High power factor integral electronic ballast. Clean end cap design with no visible fasteners. | https://vl10.visalighting.com/catalog/i/Indoor/Wall/XP-C%20Module/CB3230 | visa-xp-c-module-cb3230 |  | CB3230_4.jpg | 87 | 11 |  | 1 |  |  | 1
4127 | XP-F Module CB3240 | Clean end cap design with no visible fasteners. Robust extruded aluminum construction. Fluorescent or Ceramic Metal Halide HID source. | https://vl10.visalighting.com/catalog/i/Indoor/Wall/XP-F%20Module/CB3240 | visa-xp-f-module-cb3240 |  | CB3240_4.jpg | 87 | 11 |  | 1 |  |  | 1
4128 | XP-F Module CB3250 | Clean end cap design with no visible fasteners. Robust extruded aluminum construction. Fluorescent or Ceramic Metal Halide HID source. | https://vl10.visalighting.com/catalog/i/Indoor/Wall/XP-F%20Module/CB3250 | visa-xp-f-module-cb3250 |  | CB3250_4.jpg | 87 | 11 |  | 1 |  |  | 1
4129 | XP-F Module CB3260 | Clean end cap design with no visible fasteners. Robust extruded aluminum construction. Fluorescent or Ceramic Metal Halide HID source. | https://vl10.visalighting.com/catalog/i/Indoor/Wall/XP-F%20Module/CB3260 | visa-xp-f-module-cb3260 |  | CB3260_4.jpg | 87 | 11 |  | 1 |  |  | 1
4130 | Shuffle KT2004 | Diffuser/Overlay, 14" Ellipse. Interchangeable and reversible diffuser (protruding or recessed) is formed from matte white acrylic. | https://vl10.visalighting.com/catalog/i/KT2004 | visa-shuffle-kt2004 |  | KT2004_4.jpg | 87 | 11 | 12 |  |  |  | 1
4131 | Shuffle KT2008 | Diffuser/Overlay, 14" Straight. Interchangeable and reversible diffuser (protruding or recessed) is formed from matte white acrylic. | https://vl10.visalighting.com/catalog/i/KT2008 | visa-shuffle-kt2008 |  | KT2008_4.jpg | 87 | 11 | 12 |  |  |  | 1
4132 | Shuffle KT2006 | Diffuser/Overlay, 14" Switch. Interchangeable and reversible diffuser (protruding or recessed) is formed from matte white acrylic. | https://vl10.visalighting.com/catalog/i/KT2006 | visa-shuffle-kt2006 |  | KT2006_4.jpg | 87 | 11 | 12 |  |  |  | 1
4133 | Shuffle KT2002 | Diffuser/Overlay, 14" Teardrop. Interchangeable and reversible diffuser (protruding or recessed) is formed from matte white acrylic. | https://vl10.visalighting.com/catalog/i/KT2002 | visa-shuffle-kt2002 |  | KT2002_4.jpg | 87 | 11 | 12 |  |  |  | 1
4134 | Shuffle KT2012 | Diffuser/Overlay, 14" Vision To Visa. Interchangeable and reversible diffuser (protruding or recessed) is formed from matte white acrylic. | https://vl10.visalighting.com/catalog/i/KT2012 | visa-shuffle-kt2012 |  | KT2012_4.jpg | 87 | 11 | 12 |  |  |  | 1
4135 | Shuffle KT2010 | Diffuser/Overlay, 14" Picture Frame. Interchangeable and reversible diffuser (protruding or recessed) is formed from matte white acrylic. | https://vl10.visalighting.com/catalog/i/KT2010 | visa-shuffle-kt2010 |  | KT2010_4.jpg | 87 | 11 | 12 |  |  |  | 1
4136 | Shuffle KT2024 | Diffuser/Overlay, 28" Ellipse. Interchangeable and reversible diffuser (protruding or recessed) is formed from matte white acrylic. | https://vl10.visalighting.com/catalog/i/KT2024 | visa-shuffle-kt2024 |  | KT2024_4.jpg | 87 | 11 | 12 |  |  |  | 1
4137 | Shuffle KT2030 | Diffuser/Overlay, 28" Picture Frame. Interchangeable and reversible diffuser (protruding or recessed) is formed from matte white acrylic. | https://vl10.visalighting.com/catalog/i/KT2030 | visa-shuffle-kt2030 |  | KT2030_4.jpg | 87 | 11 | 12 |  |  |  | 1
4138 | Shuffle KT2028 | Diffuser/Overlay, 28" Straight. Interchangeable and reversible diffuser (protruding or recessed) is formed from matte white acrylic. | https://vl10.visalighting.com/catalog/i/KT2028 | visa-shuffle-kt2028 |  | KT2028_4.jpg | 87 | 11 | 12 |  |  |  | 1
4139 | Shuffle KT2026 | Diffuser/Overlay, 28" Switch. Interchangeable and reversible diffuser (protruding or recessed) is formed from matte white acrylic. | https://vl10.visalighting.com/catalog/i/KT2026 | visa-shuffle-kt2026 |  | KT2026_4.jpg | 87 | 11 | 12 |  |  |  | 1
4140 | Shuffle KT2022 | Diffuser/Overlay, 28" Teardrop. Interchangeable and reversible diffuser (protruding or recessed) is formed from matte white acrylic. | https://vl10.visalighting.com/catalog/i/KT2022 | visa-shuffle-kt2022 |  | KT2022_4.jpg | 87 | 11 | 12 |  |  |  | 1
4141 | Shuffle KT2032 | Diffuser/Overlay, 28" Vision To Visa. Interchangeable and reversible diffuser (protruding or recessed) is formed from matte white acrylic. | https://vl10.visalighting.com/catalog/i/KT2032 | visa-shuffle-kt2032 |  | KT2032_4.jpg | 87 | 11 | 12 |  |  |  | 1
4142 | Advantus OG1000-24PSX | Ground Mount. Stanchion or Anchored Pier/Slab. Standard lengths from 29" to 63". Low energy, long life, LED source. | https://vl10.visalighting.com/catalog/i/Outdoor/Outdoor%20Ground%20Mount/Advantus%20Ground%20Mount/OG1000-24PSX | visa-advantus-og1000-24psx |  | OG1000PSX_4.jpg | 87 | 14 | 23 | 13 |  |  | 1
4143 | Advantus OG1000-36PSX | Ground Mount. Stanchion or Anchored Pier/Slab. Standard lengths from 29" to 63". Low energy, long life, LED source. | https://vl10.visalighting.com/catalog/i/Outdoor/Outdoor%20Ground%20Mount/Advantus%20Ground%20Mount/OG1000-36PSX | visa-advantus-og1000-36psx |  | OG1000PSX_4.jpg | 87 | 14 | 23 | 13 |  |  | 1
4144 | Advantus OG1000-48PSX | Ground Mount. Stanchion or Anchored Pier/Slab. Standard lengths from 29" to 63". Low energy, long life, LED source. | https://vl10.visalighting.com/catalog/i/Outdoor/Outdoor%20Ground%20Mount/Advantus%20Ground%20Mount/OG1000-48PSX | visa-advantus-og1000-48psx |  | OG1000PSX_4.jpg | 87 | 14 | 23 | 13 |  |  | 1
4145 | Advantus OG1000-60PSX | Ground Mount. Stanchion or Anchored Pier/Slab. Standard lengths from 29" to 63". Low energy, long life, LED source. | https://vl10.visalighting.com/catalog/i/Outdoor/Outdoor%20Ground%20Mount/Advantus%20Ground%20Mount/OG1000-60PSX | visa-advantus-og1000-60psx |  | OG1000PSX_4.jpg | 87 | 14 | 23 | 13 |  |  | 1
4146 | Advantus OG1010-24PSX | Ground Mount. Stanchion or Anchored Pier/Slab. Standard lengths from 29" to 63". Low energy, long life, LED source. | https://vl10.visalighting.com/catalog/i/Outdoor/Outdoor%20Ground%20Mount/Advantus%20Ground%20Mount/OG1010-24PSX | visa-advantus-og1010-24psx |  | OG1000PSX_4.jpg | 87 | 14 | 23 | 13 |  |  | 1
4147 | Advantus OG1010-36PSX | Ground Mount. Stanchion or Anchored Pier/Slab. Standard lengths from 29" to 63". Low energy, long life, LED source. | https://vl10.visalighting.com/catalog/i/Outdoor/Outdoor%20Ground%20Mount/Advantus%20Ground%20Mount/OG1010-36PSX | visa-advantus-og1010-36psx |  | OG1010PSX_4.jpg | 87 | 14 | 23 | 13 |  |  | 1
4148 | Advantus OG1010-48PSX | Ground Mount. Stanchion or Anchored Pier/Slab. Standard lengths from 29" to 63". Low energy, long life, LED source. | https://vl10.visalighting.com/catalog/i/Outdoor/Outdoor%20Ground%20Mount/Advantus%20Ground%20Mount/OG1010-48PSX | visa-advantus-og1010-48psx |  | OG1010PSX_4.jpg | 87 | 14 | 23 | 13 |  |  | 1
4149 | Advantus OG1010-60PSX | Ground Mount. Stanchion or Anchored Pier/Slab. Standard lengths from 29" to 63". Low energy, long life, LED source. | https://vl10.visalighting.com/catalog/i/Outdoor/Outdoor%20Ground%20Mount/Advantus%20Ground%20Mount/OG1010-60PSX | visa-advantus-og1010-60psx |  | OG1010PSX_4.jpg | 87 | 14 | 23 | 13 |  |  | 1
4150 | Advantus OV1100-36 | Extruded aluminum housing with die-cast end caps and mounting hardware. Easy mounting with secure aiming lock. | https://vl10.visalighting.com/catalog/i/Outdoor/Outdoor%20Wall/Advantus/OV1100-36 | visa-avantus-ov1100-36 |  | OV1100_4.jpg | 87 | 18 |  | 13 |  |  | 1
4151 | Advantus OV1110-48 | Extruded aluminum housing with die-cast end caps and mounting hardware. Easy mounting with secure aiming lock. | https://vl10.visalighting.com/catalog/i/Outdoor/Outdoor%20Wall/Advantus/OV1110-48 | visa-avantus-ov1110-48 |  | OV1110_4.jpg | 87 | 18 |  | 13 |  |  | 1
4152 | Advantus OV1100-24 | Extruded aluminum housing with die-cast end caps and mounting hardware. Easy mounting with secure aiming lock. | https://vl10.visalighting.com/catalog/i/Outdoor/Outdoor%20Wall/Advantus/OV1100-24 | visa-avantus-ov1100-24 |  | OV1100_4.jpg | 87 | 18 |  | 13 |  |  | 1
4153 | Advantus OV1110-24 | Extruded aluminum housing with die-cast end caps and mounting hardware. Easy mounting with secure aiming lock. | https://vl10.visalighting.com/catalog/i/Outdoor/Outdoor%20Wall/Advantus/OV1110-24 | visa-avantus-ov1110-24 |  | OV1110_4.jpg | 87 | 18 |  | 13 |  |  | 1
4154 | Advantus OV1100-24PSX | 24" Outdoor, Low Voltage LED. Use with PS24 series of 24VDC Class II remote power supplies. | https://vl10.visalighting.com/catalog/i/Outdoor/Outdoor%20Wall/Advantus/OV1100-24PSX | visa-avantus-ov1100-24psx |  | OV1100_4.jpg | 87 | 18 | 23 | 13 |  |  | 1
4155 | Advantus OV1110-24PSX | 24" Outdoor, Low Voltage LED. Use with PS24 series of 24VDC Class II remote power supplies. | https://vl10.visalighting.com/catalog/i/Outdoor/Outdoor%20Wall/Advantus/OV1110-24PSX | visa-avantus-ov1110-24psx |  | OV1110_4.jpg | 87 | 18 | 23 | 13 |  |  | 1
4156 | Advantus OV1110-36 | 36" Outdoor. Option for continuous row mounting. Easy relamping. Source specific optical systems. | https://vl10.visalighting.com/catalog/i/Outdoor/Outdoor%20Wall/Advantus/OV1110-36 | visa-avantus-ov1110-36 |  | OV1110_4.jpg | 87 | 18 |  | 13 |  |  | 1
4157 | Advantus OV1100-36PSX | 36" Outdoor, Low Voltage LED. Use with PS24 series of 24VDC Class II remote power supplies. | https://vl10.visalighting.com/catalog/i/Outdoor/Outdoor%20Wall/Advantus/OV1100-36PSX | visa-avantus-ov1100-36psx |  | OV1100_4.jpg | 87 | 18 | 23 | 13 |  |  | 1
4158 | Advantus OV1110-36PSX | 36" Outdoor, Low Voltage LED. Use with PS24 series of 24VDC Class II remote power supplies. | https://vl10.visalighting.com/catalog/i/Outdoor/Outdoor%20Wall/Advantus/OV1110-36PSX | visa-avantus-ov1110-36psx |  | OV1110_4.jpg | 87 | 18 | 23 | 13 |  |  | 1
4159 | Advantus OV1100-48 | 48" Outdoor. Option for continuous row mounting. Easy relamping. Source specific optical systems. | https://vl10.visalighting.com/catalog/i/Outdoor/Outdoor%20Wall/Advantus/OV1100-48 | visa-avantus-ov1100-48 |  | OV1100_4.jpg | 87 | 18 |  | 13 |  |  | 1
4160 | Advantus OV1100-48PSX | 48" Outdoor, Low Voltage LED. Use with PS24 series of 24VDC Class II remote power supplies. | https://vl10.visalighting.com/catalog/i/Outdoor/Outdoor%20Wall/Advantus/OV1100-48PSX | visa-avantus-ov1100-48psx |  | OV1100_4.jpg | 87 | 18 | 23 | 13 |  |  | 1
4161 | Advantus OV1110-48PSX | 48" Outdoor, Low Voltage LED. Use with PS24 series of 24VDC Class II remote power supplies. | https://vl10.visalighting.com/catalog/i/Outdoor/Outdoor%20Wall/Advantus/OV1110-48PSX | visa-avantus-ov1110-48psx |  | OV1110_4.jpg | 87 | 18 | 23 | 13 |  |  | 1
4162 | Advantus OV1100-60 | 60" Outdoor. Option for continuous row mounting. Easy relamping. Source specific optical systems. | https://vl10.visalighting.com/catalog/i/Outdoor/Outdoor%20Wall/Advantus/OV1100-60 | visa-avantus-ov1100-60 |  | OV1100_4.jpg | 87 | 18 |  | 13 |  |  | 1
4163 | Advantus OV1110-60 | 60" Outdoor. Extruded aluminum housing with die-cast end caps and mounting hardware. | https://vl10.visalighting.com/catalog/i/Outdoor/Outdoor%20Wall/Advantus/OV1110-60 | visa-avantus-ov1110-60 |  | OV1110_4.jpg | 87 | 18 |  | 13 |  |  | 1
4164 | Advantus OV1100-60PSX | 60" Outdoor, Low Voltage LED. Use with PS24 series of 24VDC Class II remote power supplies. | https://vl10.visalighting.com/catalog/i/Outdoor/Outdoor%20Wall/Advantus/OV1100-60PSX | visa-avantus-ov1100-60psx |  | OV1100_4.jpg | 87 | 18 | 23 | 13 |  |  | 1
4165 | Advantus OV1110-60PSX | 60" Outdoor, Low Voltage LED. Use with PS24 series of 24VDC Class II remote power supplies. | https://vl10.visalighting.com/catalog/i/Outdoor/Outdoor%20Wall/Advantus/OV1110-60PSX | visa-avantus-ov1110-60psx |  | OV1110_4.jpg | 87 | 18 | 23 | 13 |  |  | 1
4166 | Air Foil OW5302 | Outdoor Wall Sconce. T-5 fluorescent, high performance T-8 fluorescent, or low energy, long life LED source. | https://vl10.visalighting.com/catalog/i/Outdoor/Outdoor%20Wall/Air%20Foil/OW5302 | visa-air-foil-ow5302 |  | OW5302_4.jpg | 87 | 18 | 23 | 13 |  |  | 1
4167 | Avatar OW1300 | Fluorescent, incandescent or low energy, long life LED source.Removable cam-action hinged frame for ease of maintenance. | https://vl10.visalighting.com/catalog/i/Outdoor/Outdoor%20Wall/Avatar/OW1300 | visa-avatar-ow1300 |  | OW1300_4.jpg | 87 | 18 | 23 | 13 |  |  | 1
4168 | Avatar OW1302 | Fluorescent, incandescent or low energy, long life LED source.Removable cam-action hinged frame for ease of maintenance. | https://vl10.visalighting.com/catalog/i/Outdoor/Outdoor%20Wall/Avatar/OW1302 | visa-avatar-ow1302 |  | OW1302_4.jpg | 87 | 18 | 23 | 13 |  |  | 1
4169 | Avatar OW1304 | Fluorescent, incandescent or low energy, long life LED source.Removable cam-action hinged frame for ease of maintenance. | https://vl10.visalighting.com/catalog/i/Outdoor/Outdoor%20Wall/Avatar/OW1304 | visa-avatar-ow1304 |  | OW1304_4.jpg | 87 | 18 | 23 | 13 |  |  | 1
4170 | Avatar OW1306 | Fluorescent, incandescent or low energy, long life LED source.Removable cam-action hinged frame for ease of maintenance. | https://vl10.visalighting.com/catalog/i/Outdoor/Outdoor%20Wall/Avatar/OW1306 | visa-avatar-ow1306 |  | OW1306_4.jpg | 87 | 18 | 23 | 13 |  |  | 1
4171 | Avatar OW1310 | Removable cam-action hinged frame for ease of maintenance. ADA compliant. | https://vl10.visalighting.com/catalog/i/Outdoor/Outdoor%20Wall/Avatar/OW1310 | visa-avatar-ow1310 |  | OW1310_4.jpg | 87 | 18 | 23 | 13 |  |  | 1
4172 | Avatar OW1312 | Removable cam-action hinged frame for ease of maintenance. ADA compliant. | https://vl10.visalighting.com/catalog/i/Outdoor/Outdoor%20Wall/Avatar/OW1312 | visa-avatar-ow1312 |  | OW1312_4.jpg | 87 | 18 | 23 | 13 |  |  | 1
4173 | Avatar OW1314 | Removable cam-action hinged frame for ease of maintenance. ADA compliant. | https://vl10.visalighting.com/catalog/i/Outdoor/Outdoor%20Wall/Avatar/OW1314 | visa-avatar-ow1314 |  | OW1314_4.jpg | 87 | 18 | 23 | 13 |  |  | 1
4174 | Avatar OW1316 | Removable cam-action hinged frame for ease of maintenance. ADA compliant. | https://vl10.visalighting.com/catalog/i/Outdoor/Outdoor%20Wall/Avatar/OW1316 | visa-avatar-ow1316 |  | OW1316_4.jpg | 87 | 18 | 23 | 13 |  |  | 1
4175 | Avatar OW1320 | Extruded aluminum backplate and die-cast end caps. Extruded aluminum vertical center accent and frame side rails | https://vl10.visalighting.com/catalog/i/Outdoor/Outdoor%20Wall/Avatar/OW1320 | visa-avatar-ow1320 |  | OW1320_4.jpg | 87 | 18 | 23 | 13 |  |  | 1
4176 | Avatar OW1322 | Extruded aluminum backplate and die-cast end caps. Extruded aluminum vertical center accent and frame side rails | https://vl10.visalighting.com/catalog/i/Outdoor/Outdoor%20Wall/Avatar/OW1322 | visa-avatar-ow1322 |  | OW1322_4.jpg | 87 | 18 | 23 | 13 |  |  | 1
4177 | Avatar OW1324 | Extruded aluminum backplate and die-cast end caps. Extruded aluminum vertical center accent and frame side rails | https://vl10.visalighting.com/catalog/i/Outdoor/Outdoor%20Wall/Avatar/OW1324 | visa-avatar-ow1324 |  | OW1324_4.jpg | 87 | 18 | 23 | 13 |  |  | 1
4178 | Avatar OW1326 | Extruded aluminum backplate and die-cast end caps. Extruded aluminum vertical center accent and frame side rails | https://vl10.visalighting.com/catalog/i/Outdoor/Outdoor%20Wall/Avatar/OW1326 | visa-avatar-ow1326 |  | OW1326_4.jpg | 87 | 18 | 23 | 13 |  |  | 1
4179 | Avatar OW1330 | Solid, die cast aluminum accent bars and solid metal accent bars. Ada compliant. | https://vl10.visalighting.com/catalog/i/Outdoor/Outdoor%20Wall/Avatar/OW1330 | visa-avatar-ow1330 |  | OW1330_4.jpg | 87 | 18 | 23 | 13 |  |  | 1
4180 | Avatar OW1332 | Solid, die cast aluminum accent bars and solid metal accent bars. Ada compliant. | https://vl10.visalighting.com/catalog/i/Outdoor/Outdoor%20Wall/Avatar/OW1332 | visa-avatar-ow1332 |  | OW1332_4.jpg | 87 | 18 | 23 | 13 |  |  | 1
4181 | Avatar OW1334 | Solid, die cast aluminum accent bars and solid metal accent bars. Ada compliant. | https://vl10.visalighting.com/catalog/i/Outdoor/Outdoor%20Wall/Avatar/OW1334 | visa-avatar-ow1334 |  | OW1334_4.jpg | 87 | 18 | 23 | 13 |  |  | 1
4182 | Avatar OW1336 | Solid, die cast aluminum accent bars and solid metal accent bars. Ada compliant. | https://vl10.visalighting.com/catalog/i/Outdoor/Outdoor%20Wall/Avatar/OW1336 | visa-avatar-ow1336 |  | OW1336_4.jpg | 87 | 18 | 23 | 13 |  |  | 1
4183 | Colonnade OW1040 | Solid metal accent bars. Sealed and gasketed construction. Oven cured no VOC acrylic powder coat. | https://vl10.visalighting.com/catalog/i/Outdoor/Outdoor%20Wall/Colonnade/OW1040 | visa-colonnade-ow1040 |  | OW1040_4.jpg | 87 | 18 | 23 | 13 |  |  | 1
4184 | Colonnade OW1044 | Solid metal accent bars. Sealed and gasketed construction. Oven cured no VOC acrylic powder coat. | https://vl10.visalighting.com/catalog/i/Outdoor/Outdoor%20Wall/Colonnade/OW1044 | visa-colonnade-ow1044 |  | OW1044_4.jpg | 87 | 18 | 23 | 13 |  |  | 1
4185 | Colonnade OW1048 | Solid metal accent bars. Sealed and gasketed construction. Oven cured no VOC acrylic powder coat. | https://vl10.visalighting.com/catalog/i/Outdoor/Outdoor%20Wall/Colonnade/OW1048 | visa-colonnade-ow1048 |  | OW1048_4.jpg | 87 | 18 | 23 | 13 |  |  | 1
4186 | Colonnade OW1052 | Solid metal accent bars. Sealed and gasketed construction. Oven cured no VOC acrylic powder coat. | https://vl10.visalighting.com/catalog/i/Outdoor/Outdoor%20Wall/Colonnade/OW1052 | visa-colonnade-ow1052 |  | OW1052_4.jpg | 87 | 18 | 23 | 13 |  |  | 1
4187 | Colonnade OW1042 | Solid metal accent bars. Sealed and gasketed construction. Oven cured no VOC acrylic powder coat. | https://vl10.visalighting.com/catalog/i/Outdoor/Outdoor%20Wall/Colonnade/OW1042 | visa-colonnade-ow1042 |  | OW1042_4.jpg | 87 | 18 | 23 | 13 |  |  | 1
4188 | Colonnade OW1046 | Solid metal accent bars. Sealed and gasketed construction. Oven cured no VOC acrylic powder coat. | https://vl10.visalighting.com/catalog/i/Outdoor/Outdoor%20Wall/Colonnade/OW1046 | visa-colonnade-ow1046 |  | OW1046_4.jpg | 87 | 18 | 23 | 13 |  |  | 1
4189 | Colonnade OW1050 | Solid metal accent bars. Sealed and gasketed construction. Oven cured no VOC acrylic powder coat. | https://vl10.visalighting.com/catalog/i/Outdoor/Outdoor%20Wall/Colonnade/OW1050 | visa-colonnade-ow1050 |  | OW1050_4.jpg | 87 | 18 | 23 | 13 |  |  | 1
4190 | Colonnade OW1054 | Solid metal accent bars. Sealed and gasketed construction. Oven cured no VOC acrylic powder coat. | https://vl10.visalighting.com/catalog/i/Outdoor/Outdoor%20Wall/Colonnade/OW1054 | visa-colonnade-ow1054 |  | OW1054_4.jpg | 87 | 18 | 23 | 13 |  |  | 1
4191 | Cypress OW1200 | Housing is fabricated of heavy gauge welded and gasketed aluminum. Oven cured no VOC acrylic powder coat. | https://vl10.visalighting.com/catalog/i/Outdoor/Outdoor%20Wall/Cypress/OW1200 | visa-cypress-ow1200 |  | OW1200_4.jpg | 87 | 18 |  | 13 |  |  | 1
4192 | Cypress OW1202 | Housing is fabricated of heavy gauge welded and gasketed aluminum. Oven cured no VOC acrylic powder coat. | https://vl10.visalighting.com/catalog/i/Outdoor/Outdoor%20Wall/Cypress/OW1202 | visa-cypress-ow1202 |  | OW1202_4.jpg | 87 | 18 |  | 13 |  |  | 1
4193 | Cypress OW1204 | Housing is fabricated of heavy gauge welded and gasketed aluminum. Oven cured no VOC acrylic powder coat. | https://vl10.visalighting.com/catalog/i/Outdoor/Outdoor%20Wall/Cypress/OW1204 | visa-cypress-ow1204 |  | OW1204_4.jpg | 87 | 18 |  | 13 |  |  | 1
4194 | Cypress OW1210 | Housing is fabricated of heavy gauge welded and gasketed aluminum. Oven cured no VOC acrylic powder coat. | https://vl10.visalighting.com/catalog/i/Outdoor/Outdoor%20Wall/Cypress/OW1210 | visa-cypress-ow1210 |  | OW1210_4.jpg | 87 | 18 |  | 13 |  |  | 1
4195 | Cypress OW1212 | Housing is fabricated of heavy gauge welded and gasketed aluminum. Oven cured no VOC acrylic powder coat. | https://vl10.visalighting.com/catalog/i/Outdoor/Outdoor%20Wall/Cypress/OW1212 | visa-cypress-ow1212 |  | OW1212_4.jpg | 87 | 18 |  | 13 |  |  | 1
4196 | Cypress OW1214 | Housing is fabricated of heavy gauge welded and gasketed aluminum. Oven cured no VOC acrylic powder coat. | https://vl10.visalighting.com/catalog/i/Outdoor/Outdoor%20Wall/Cypress/OW1214 | visa-cypress-ow1214 |  | OW1214_4.jpg | 87 | 18 |  | 13 |  |  | 1
4197 | Cypress OW1220 | Housing is fabricated of heavy gauge welded and gasketed aluminum. Oven cured no VOC acrylic powder coat. | https://vl10.visalighting.com/catalog/i/Outdoor/Outdoor%20Wall/Cypress/OW1220 | visa-cypress-ow1220 |  | OW1220_4.jpg | 87 | 18 |  | 13 |  |  | 1
4198 | Cypress OW1222 | Housing is fabricated of heavy gauge welded and gasketed aluminum. Oven cured no VOC acrylic powder coat. | https://vl10.visalighting.com/catalog/i/Outdoor/Outdoor%20Wall/Cypress/OW1222 | visa-cypress-ow1222 |  | OW1222_4.jpg | 87 | 18 |  | 13 |  |  | 1
4199 | Cypress OW1224 | Housing is fabricated of heavy gauge welded and gasketed aluminum. Oven cured no VOC acrylic powder coat. | https://vl10.visalighting.com/catalog/i/Outdoor/Outdoor%20Wall/Cypress/OW1224 | visa-cypress-ow1224 |  | OW1224_4.jpg | 87 | 18 |  | 13 |  |  | 1
4200 | Escape OW1940PSX | Light engine is IP65 rated for dust and water resistance. Small profile. Can be used as uplight or downlight. | https://vl10.visalighting.com/catalog/i/Outdoor/Outdoor%20Wall/Escape/OW1940PSX | visa-escape-ow1940psx |  | OW1940PSX_4.jpg | 87 | 18 | 23 | 13 |  |  | 1
4201 | Escape OW1942PSX | Light engine is IP65 rated for dust and water resistance. Small profile. Can be used as uplight or downlight. | https://vl10.visalighting.com/catalog/i/Outdoor/Outdoor%20Wall/Escape/OW1942PSX | visa-escape-ow1942psx |  | OW1942PSX_4.jpg | 87 | 18 | 23 | 13 |  |  | 1
4202 | Image OW1290 | Extruded aluminum vertical center accent and frame side rails. Solid, metal formed accent bars. ADA compliant. | https://vl10.visalighting.com/catalog/i/Outdoor/Outdoor%20Wall/Image/OW1290 | visa-image-ow1290 |  | OW1290_4.jpg | 87 | 18 | 23 | 13 |  |  | 1
4203 | Image OW1292 | Extruded aluminum vertical center accent and frame side rails. Solid, metal formed accent bars. ADA compliant. | https://vl10.visalighting.com/catalog/i/Outdoor/Outdoor%20Wall/Image/OW1292 | visa-image-ow1292 |  | OW1292_4.jpg | 87 | 18 | 23 | 13 |  |  | 1
4204 | Image OW1294 | Extruded aluminum vertical center accent and frame side rails. Solid, metal formed accent bars. ADA compliant. | https://vl10.visalighting.com/catalog/i/Outdoor/Outdoor%20Wall/Image/OW1294 | visa-image-ow1294 |  | OW1294_4.jpg | 87 | 18 | 23 | 13 |  |  | 1
4205 | Image OW1296 | Extruded aluminum vertical center accent and frame side rails. Solid, metal formed accent bars. ADA compliant. | https://vl10.visalighting.com/catalog/i/Outdoor/Outdoor%20Wall/Image/OW1296 | visa-image-ow1296 |  | OW1296_4.jpg | 87 | 18 | 23 | 13 |  |  | 1
4206 | Lightshower OW1412 | Spun metal front shield. Cast aluminum, fully gasketed and sealed source chamber with clear tempered glass enclosure. | https://vl10.visalighting.com/catalog/i/Outdoor/Outdoor%20Wall/Lightshower/OW1412 | visa-lightshower-ow1412 |  | OW1412_4.jpg | 87 | 18 |  | 13 |  |  | 1
4207 | Lightshower OW1400 | Fabricated metal front shield. Cast aluminum, fully gasketed and sealed source chamber with clear tempered glass enclosure. | https://vl10.visalighting.com/catalog/i/Outdoor/Outdoor%20Wall/Lightshower/OW1400 | visa-lightshower-ow1400 |  | OW1400_4.jpg | 87 | 18 |  | 13 |  |  | 1
4208 | Lightshower OW1420 | Fabricated metal front shield. Cast aluminum, fully gasketed and sealed source chamber with clear tempered glass enclosure. | https://vl10.visalighting.com/catalog/i/Outdoor/Outdoor%20Wall/Lightshower/OW1420 | visa-lightshower-ow1420 |  | OW1420_4.jpg | 87 | 18 |  | 13 |  |  | 1
4209 | Lightshower OW1402 | Fabricated metal front shield. Cast aluminum, fully gasketed and sealed source chamber with clear tempered glass enclosure. | https://vl10.visalighting.com/catalog/i/Outdoor/Outdoor%20Wall/Lightshower/OW1402 | visa-lightshower-ow1402 |  | OW1402_4.jpg | 87 | 18 |  | 13 |  |  | 1
4210 | Lightshower OW1422 | Fabricated metal front shield. Cast aluminum, fully gasketed and sealed source chamber with clear tempered glass enclosure. | https://vl10.visalighting.com/catalog/i/Outdoor/Outdoor%20Wall/Lightshower/OW1422 | visa-lightshower-ow1422 |  | OW1422_4.jpg | 87 | 18 |  | 13 |  |  | 1
4211 | Lightshower OW1432 | Fabricated metal front shield. Cast aluminum, fully gasketed and sealed source chamber with clear tempered glass enclosure. | https://vl10.visalighting.com/catalog/i/Outdoor/Outdoor%20Wall/Lightshower/OW1432 | visa-lightshower-ow1432 |  | OW1432_4.jpg | 87 | 18 |  | 13 |  |  | 1
4212 | Midland Arts OW1130 | Solid metal accent bars. Diffuser accent panel creates a three dimensional effect. Sealed and gasketed construction. | https://vl10.visalighting.com/catalog/i/Outdoor/Outdoor%20Wall/Midland%20Arts/OW1130 | visa-midland-arts-ow1130 |  | OW1130_4.jpg | 87 | 18 | 23 | 13 |  |  | 1
4213 | Midland Arts OW1132 | Solid metal accent bars. Diffuser accent panel creates a three dimensional effect. Sealed and gasketed construction. | https://vl10.visalighting.com/catalog/i/Outdoor/Outdoor%20Wall/Midland%20Arts/OW1132 | visa-midland-arts-ow1132 |  | OW1132_4.jpg | 87 | 18 | 23 | 13 |  |  | 1
4214 | Midland Arts OW1134 | Solid metal accent bars. Sealed and gasketed construction. Fluorescent, incandescent or low energy, long life LED source. | https://vl10.visalighting.com/catalog/i/Outdoor/Outdoor%20Wall/Midland%20Arts/OW1134 | visa-midland-arts-ow1134 |  | OW1134_4.jpg | 87 | 18 | 23 | 13 |  |  | 1
4215 | Midland Arts OW1136 | Solid metal accent bars. Sealed and gasketed construction. Fluorescent, incandescent or low energy, long life LED source. | https://vl10.visalighting.com/catalog/i/Outdoor/Outdoor%20Wall/Midland%20Arts/OW1136 | visa-midland-arts-ow1136 |  | OW1136_4.jpg | 87 | 18 | 23 | 13 |  |  | 1
4216 | Midland Arts OW1138 | Solid metal accent bars. Diffuser accent panel creates a three dimensional effect. Sealed and gasketed construction. | https://vl10.visalighting.com/catalog/i/Outdoor/Outdoor%20Wall/Midland%20Arts/OW1138 | visa-midland-arts-ow1138 |  | OW1138_4.jpg | 87 | 18 | 23 | 13 |  |  | 1
4217 | Midland Arts OW1140 | Solid metal accent bars. Sealed and gasketed construction. Fluorescent, incandescent or low energy, long life LED source. | https://vl10.visalighting.com/catalog/i/Outdoor/Outdoor%20Wall/Midland%20Arts/OW1140 | visa-midland-arts-ow1140 |  | OW1140_4.jpg | 87 | 18 | 23 | 13 |  |  | 1
4218 | Midland Crafts OW1078 | Fabricated metal housing with internal reinforcing corner extrusions. Diffuser accent panel creates a three dimensional effect. | https://vl10.visalighting.com/catalog/i/Outdoor/Outdoor%20Wall/Midland%20Crafts/OW1078 | visa-midland-crafts-ow1078 |  | OW1078_4.jpg | 87 | 18 |  | 13 |  |  | 1
4219 | Midland Crafts OW1080 | Fabricated metal housing with internal reinforcing corner extrusions. Diffuser accent panel creates a three dimensional effect. | https://vl10.visalighting.com/catalog/i/Outdoor/Outdoor%20Wall/Midland%20Crafts/OW1080 | visa-midland-crafts-ow1080 |  | OW1080_4.jpg | 87 | 18 |  | 13 |  |  | 1
4220 | Midland Crafts OW1094 | Fabricated metal housing with internal reinforcing corner extrusions. Diffuser accent panel creates a three dimensional effect. | https://vl10.visalighting.com/catalog/i/Outdoor/Outdoor%20Wall/Midland%20Crafts/OW1094 | visa-midland-crafts-ow1094 |  | OW1094_4.jpg | 87 | 18 |  | 13 |  |  | 1
4221 | Midland Crafts OW1092 | Fabricated metal housing with internal reinforcing corner extrusions. Diffuser accent panel creates a three dimensional effect. | https://vl10.visalighting.com/catalog/i/Outdoor/Outdoor%20Wall/Midland%20Crafts/OW1092 | visa-midland-crafts-ow1092 |  | OW1092_4.jpg | 87 | 18 |  | 13 |  |  | 1
4222 | Northridge OW1716 | Spun metal front shield. Cast aluminum, fully gasketed and sealed source chamber with clear tempered glass enclosure. | https://vl10.visalighting.com/catalog/i/Outdoor/Outdoor%20Wall/Northridge/OW1716 | visa-northridge-ow1716 |  | OW1716_4.jpg | 87 | 18 |  | 13 |  |  | 1
4223 | Northridge OW1718 | Spun metal front shield. Cast aluminum, fully gasketed and sealed source chamber with clear tempered glass enclosure. | https://vl10.visalighting.com/catalog/i/Outdoor/Outdoor%20Wall/Northridge/OW1718 | visa-northridge-ow1718 |  | OW1718_4.jpg | 87 | 18 |  | 13 |  |  | 1
4224 | Northridge OW1710 | 14" Recessed. Spun metal front shield. Oven cured no VOC acrylic powder coat. Selection of front shield styles. | https://vl10.visalighting.com/catalog/i/Outdoor/Outdoor%20Wall/Northridge/OW1710 | visa-northridge-ow1710 |  | OW1710_4.jpg | 87 | 18 |  | 13 |  |  | 1
4225 | Northridge OW1708 | 14" Surface. Spun metal front shield. Oven cured no VOC acrylic powder coat. Selection of front shield styles. | https://vl10.visalighting.com/catalog/i/Outdoor/Outdoor%20Wall/Northridge/OW1708 | visa-northridge-ow1708 |  | OW1708_4.jpg | 87 | 18 |  | 13 |  |  | 1
4226 | Northridge OW1714 | 18" Recessed. Spun metal front shield. Oven cured no VOC acrylic powder coat. Selection of front shield styles. | https://vl10.visalighting.com/catalog/i/Outdoor/Outdoor%20Wall/Northridge/OW1714 | visa-northridge-ow1714 |  | OW1714_4.jpg | 87 | 18 |  | 13 |  |  | 1
4227 | Northridge OW1712 | 18" Surface. Spun metal front shield. Oven cured no VOC acrylic powder coat. Selection of front shield styles. | https://vl10.visalighting.com/catalog/i/Outdoor/Outdoor%20Wall/Northridge/OW1712 | visa-northridge-ow1712 |  | OW1712_4.jpg | 87 | 18 |  | 13 |  |  | 1
4228 | Pla OW2210 | Luminous shroud is clear high impact grade acrylic, inner cylinder is frosted acrylic. Low energy, long life LED source. | https://vl10.visalighting.com/catalog/i/Outdoor/Outdoor%20Wall/Pla/OW2210 | visa-pla-ow2210 |  | OW2210_4.jpg | 87 | 18 | 23 |  |  |  | 1
4229 | Pla OW2212 | Luminous shroud is clear high impact grade acrylic, inner cylinder is frosted acrylic. Low energy, long life LED source. | https://vl10.visalighting.com/catalog/i/Outdoor/Outdoor%20Wall/Pla/OW2212 | visa-pla-ow2212 |  | OW2212_4.jpg | 87 | 18 | 23 |  |  |  | 1
4230 | Pla OW2200 | Light engine is IP65 rated for dust and water resistance. Low energy, long life LED source. | https://vl10.visalighting.com/catalog/i/Outdoor/Outdoor%20Wall/Pla/OW2200 | visa-pla-ow2200 |  | OW2200_4.jpg | 87 | 18 | 23 |  |  |  | 1
4231 | Pla OW2202 | Light engine is IP65 rated for dust and water resistance. Low energy, long life LED source. | https://vl10.visalighting.com/catalog/i/Outdoor/Outdoor%20Wall/Pla/OW2202 | visa-pla-ow2202 |  | OW2202_4.jpg | 87 | 18 | 23 |  |  |  | 1
4232 | Pla OW2204 | Light engine is IP65 rated for dust and water resistance. Low energy, long life LED source. | https://vl10.visalighting.com/catalog/i/Outdoor/Outdoor%20Wall/Pla/OW2204 | visa-pla-ow2204 |  | OW2204_4.jpg | 87 | 18 | 23 |  |  |  | 1
4233 | Pla OW2206 | Light engine is IP65 rated for dust and water resistance. Low energy, long life LED source. | https://vl10.visalighting.com/catalog/i/Outdoor/Outdoor%20Wall/Pla/OW2206 | visa-pla-ow2206 |  | OW2206_4.jpg | 87 | 18 | 23 |  |  |  | 1
4234 | Pla OW2208 | Light engine is IP65 rated for dust and water resistance. Low energy, long life LED source. | https://vl10.visalighting.com/catalog/i/Outdoor/Outdoor%20Wall/Pla/OW2208 | visa-pla-ow2208 |  | OW2208_4.jpg | 87 | 18 | 23 |  |  |  | 1
4235 | Raven OW1340 | 5 year product warranty. Low profile linear design. ADA compliant. Oven cured no VOC acrylic powder coat. | https://vl10.visalighting.com/catalog/i/Outdoor/Outdoor%20Wall/Raven/OW1340 | visa-raven-ow1340 |  | OW1340_4.jpg | 87 | 18 | 23 | 13 |  |  | 1
4236 | Raven OW1341 | Forward Throw Optic. Low profile linear design. ADA compliant. Oven cured no VOC acrylic powder coat. | https://vl10.visalighting.com/catalog/i/Outdoor/Outdoor%20Wall/Raven/OW1341 | visa-raven-ow1341 |  | OW1341_4.jpg | 87 | 18 | 23 | 13 |  |  | 1
4237 | Raven OW1342 | 5 year product warranty. Low profile linear design. ADA compliant. Oven cured no VOC acrylic powder coat. | https://vl10.visalighting.com/catalog/i/Outdoor/Outdoor%20Wall/Raven/OW1342 | visa-raven-ow1342 |  | OW1342_4.jpg | 87 | 18 | 23 | 13 |  |  | 1
4238 | Raven OW1343 | Forward Throw Optic. Low profile linear design. ADA compliant. Oven cured no VOC acrylic powder coat. | https://vl10.visalighting.com/catalog/i/Outdoor/Outdoor%20Wall/Raven/OW1343 | visa-raven-ow1343 |  | OW1343_4.jpg | 87 | 18 | 23 | 13 |  |  | 1
4239 | Raven OW1344 | 5 year product warranty. Low profile linear design. ADA compliant. Oven cured no VOC acrylic powder coat. | https://vl10.visalighting.com/catalog/i/Outdoor/Outdoor%20Wall/Raven/OW1344 | visa-raven-ow1344 |  | OW1344_4.jpg | 87 | 18 | 23 | 13 |  |  | 1
4240 | Raven OW1345 | Forward Throw Optic. Low profile linear design. ADA compliant. Oven cured no VOC acrylic powder coat. | https://vl10.visalighting.com/catalog/i/Outdoor/Outdoor%20Wall/Raven/OW1345 | visa-raven-ow1345 |  | OW1345_4.jpg | 87 | 18 | 23 | 13 |  |  | 1
4241 | Raven OW1346 | 5 year product warranty. Low profile linear design. ADA compliant. Oven cured no VOC acrylic powder coat. | https://vl10.visalighting.com/catalog/i/Outdoor/Outdoor%20Wall/Raven/OW1346 | visa-raven-ow1346 |  | OW1346_4.jpg | 87 | 18 | 23 | 13 |  |  | 1
4242 | Raven OW1347 | Forward Throw Optic. Low profile linear design. ADA compliant. Oven cured no VOC acrylic powder coat. | https://vl10.visalighting.com/catalog/i/Outdoor/Outdoor%20Wall/Raven/OW1347 | visa-raven-ow1347 |  | OW1347_4.jpg | 87 | 18 | 23 | 13 |  |  | 1
4243 | Sequence OW5200 | White acrylic cylinder body. Oven cured no VOC acrylic powder coat for painted finishes. 5 year product warranty. | https://vl10.visalighting.com/catalog/i/Outdoor/Outdoor%20Wall/Sequence/OW5200 | visa-sequence-ow5200 |  | OW5200_4.jpg | 87 | 18 |  |  |  |  | 1
4244 | Sequence OW5202 | White acrylic cylinder body. Oven cured no VOC acrylic powder coat for painted finishes. 5 year product warranty. | https://vl10.visalighting.com/catalog/i/Outdoor/Outdoor%20Wall/Sequence/OW5202 | visa-sequence-ow5202 |  | OW5202_4.jpg | 87 | 18 |  |  |  |  | 1
4245 | Sequence OW5204 | White acrylic cylinder body. Oven cured no VOC acrylic powder coat for painted finishes. 5 year product warranty. | https://vl10.visalighting.com/catalog/i/Outdoor/Outdoor%20Wall/Sequence/OW5204 | visa-sequence-ow5204 |  | OW5204_4.jpg | 87 | 18 |  |  |  |  | 1
4246 | Solaria OW1522 | Heavy gauge spun metal housing and back disk. Rolled perforated band creates subtle indirect halo effect. | https://vl10.visalighting.com/catalog/i/Outdoor/Outdoor%20Wall/Solaria/OW1522 | visa-solaria-ow1522 |  | OW1522_4.jpg | 87 | 18 |  | 13 |  |  | 1
4247 | Southridge OW1732 | Fabricated metal front shield. Cast aluminum, fully gasketed and sealed source chamber with clear tempered glass enclosure. | https://vl10.visalighting.com/catalog/i/Outdoor/Outdoor%20Wall/Southridge/OW1732 | visa-southridge-ow1732 |  | OW1732_4.jpg | 87 | 18 |  | 13 |  |  | 1
4248 | Southridge OW1734 | Fabricated metal front shield. Cast aluminum, fully gasketed and sealed source chamber with clear tempered glass enclosure. | https://vl10.visalighting.com/catalog/i/Outdoor/Outdoor%20Wall/Southridge/OW1734 | visa-southridge-ow1734 |  | OW1734_4.jpg | 87 | 18 |  | 13 |  |  | 1
4249 | Southridge OW1736 | Fabricated metal front shield. Cast aluminum, fully gasketed and sealed source chamber with clear tempered glass enclosure. | https://vl10.visalighting.com/catalog/i/Outdoor/Outdoor%20Wall/Southridge/OW1736 | visa-southridge-ow1736 |  | OW1736_4.jpg | 87 | 18 |  | 13 |  |  | 1
4250 | Southridge OW1738 | Fabricated metal front shield. Cast aluminum, fully gasketed and sealed source chamber with clear tempered glass enclosure. | https://vl10.visalighting.com/catalog/i/Outdoor/Outdoor%20Wall/Southridge/OW1738 | visa-southridge-ow1738 |  | OW1738_4.jpg | 87 | 18 |  | 13 |  |  | 1
4251 | Southridge OW1740 | Fabricated metal front shield. Cast aluminum, fully gasketed and sealed source chamber with clear tempered glass enclosure. | https://vl10.visalighting.com/catalog/i/Outdoor/Outdoor%20Wall/Southridge/OW1740 | visa-southridge-ow1740 |  | OW1740_4.jpg | 87 | 18 |  | 13 |  |  | 1
4252 | Southridge OW1742 | Fabricated metal front shield. Cast aluminum, fully gasketed and sealed source chamber with clear tempered glass enclosure. | https://vl10.visalighting.com/catalog/i/Outdoor/Outdoor%20Wall/Southridge/OW1742 | visa-southridge-ow1742 |  | OW1742_4.jpg | 87 | 18 |  | 13 |  |  | 1
4253 | Southridge OW1722 | 14" Recessed. Cast aluminum, fully gasketed and sealed source chamber with clear tempered glass enclosure. | https://vl10.visalighting.com/catalog/i/Outdoor/Outdoor%20Wall/Southridge/OW1722 | visa-southridge-ow1722 |  | OW1722_4.jpg | 87 | 18 |  | 13 |  |  | 1
4254 | Southridge OW1730 | 14" Recessed. Cast aluminum, fully gasketed and sealed source chamber with clear tempered glass enclosure. | https://vl10.visalighting.com/catalog/i/Outdoor/Outdoor%20Wall/Southridge/OW1730 | visa-southridge-ow1730 |  | OW1730_4.jpg | 87 | 18 |  | 13 |  |  | 1
4255 | Southridge OW1720 | 14" Surface. Cast aluminum, fully gasketed and sealed source chamber with clear tempered glass enclosure. | https://vl10.visalighting.com/catalog/i/Outdoor/Outdoor%20Wall/Southridge/OW1720 | visa-southridge-ow1720 |  | OW1720_4.jpg | 87 | 18 |  | 13 |  |  | 1
4256 | Southridge OW1728 | 14" Surface. Cast aluminum, fully gasketed and sealed source chamber with clear tempered glass enclosure. | https://vl10.visalighting.com/catalog/i/Outdoor/Outdoor%20Wall/Southridge/OW1728 | visa-southridge-ow1728 |  | OW1728_4.jpg | 87 | 18 |  | 13 |  |  | 1
4257 | Southridge OW1726 | 18" Recessed. Cast aluminum, fully gasketed and sealed source chamber with clear tempered glass enclosure. | https://vl10.visalighting.com/catalog/i/Outdoor/Outdoor%20Wall/Southridge/OW1726 | visa-southridge-ow1726 |  | OW1726_4.jpg | 87 | 18 |  | 13 |  |  | 1
4258 | Southridge OW1724 | 18" Surface. Cast aluminum, fully gasketed and sealed source chamber with clear tempered glass enclosure. | https://vl10.visalighting.com/catalog/i/Outdoor/Outdoor%20Wall/Southridge/OW1724 | visa-southridge-ow1724 |  | OW1724_4.jpg | 87 | 18 |  | 13 |  |  | 1
4259 | St Germain OW1066 | Multiple housing designs. Cast aluminum top roof. Mounts to standard electrical junction box (by others) with provided hardware. | https://vl10.visalighting.com/catalog/i/Outdoor/Outdoor%20Wall/St%20Germain/OW1066 | visa-st-germain-ow1066 |  | OW1066_4.jpg | 87 | 18 |  | 13 |  |  | 1
4260 | St Germain OW1068 | Multiple housing designs. Cast aluminum top roof. Mounts to standard electrical junction box (by others) with provided hardware. | https://vl10.visalighting.com/catalog/i/Outdoor/Outdoor%20Wall/St%20Germain/OW1068 | visa-st-germain-ow1068 |  | OW1068_4.jpg | 87 | 18 |  | 13 |  |  | 1
4261 | St Germain OW1070 | Multiple housing designs. Cast aluminum top roof. Mounts to standard electrical junction box (by others) with provided hardware. | https://vl10.visalighting.com/catalog/i/Outdoor/Outdoor%20Wall/St%20Germain/OW1070 | visa-st-germain-ow1070 |  | OW1070_4.jpg | 87 | 18 |  | 13 |  |  | 1
4262 | St Germain OW1074 | Multiple housing designs. Cast aluminum top roof. Mounts to standard electrical junction box (by others) with provided hardware. | https://vl10.visalighting.com/catalog/i/Outdoor/Outdoor%20Wall/St%20Germain/OW1074 | visa-st-germain-ow1074 |  | OW1074_4.jpg | 87 | 18 |  | 13 |  |  | 1
4263 | St Germain OW1076 | Multiple housing designs. Cast aluminum top roof. Mounts to standard electrical junction box (by others) with provided hardware. | https://vl10.visalighting.com/catalog/i/Outdoor/Outdoor%20Wall/St%20Germain/OW1076 | visa-st-germain-ow1076 |  | OW1076_4.jpg | 87 | 18 |  | 13 |  |  | 1
4264 | St Germain OW1062 | Multiple housing designs. Cast aluminum top roof. Mounts to standard electrical junction box (by others) with provided hardware. | https://vl10.visalighting.com/catalog/i/Outdoor/Outdoor%20Wall/St%20Germain/OW1062 | visa-st-germain-ow1062 |  | OW1062_4.jpg | 87 | 18 |  | 13 |  |  | 1
4265 | Stylus OW1500 | Mounts over standard electrical junction box (by others) with provided hardware. Fluorescent, HID or LED source. 5 year product warranty. | https://vl10.visalighting.com/catalog/i/Outdoor/Outdoor%20Wall/Stylus/OW1500 | visa-stylus-ow1500 |  | OW1500_4.jpg | 87 | 18 | 23 | 13 |  |  | 1
4266 | Stylus OW1502 | Mounts over standard electrical junction box (by others) with provided hardware. Fluorescent, HID or LED source. 5 year product warranty. | https://vl10.visalighting.com/catalog/i/Outdoor/Outdoor%20Wall/Stylus/OW1502 | visa-stylus-ow1502 |  | OW1502_4.jpg | 87 | 18 | 23 | 13 |  |  | 1
4267 | Stylus OW1504 | Mounts over standard electrical junction box (by others) with provided hardware. Fluorescent, HID source. 5 year product warranty. | https://vl10.visalighting.com/catalog/i/Outdoor/Outdoor%20Wall/Stylus/OW1504 | visa-stylus-ow1504 |  | OW1504_4.jpg | 87 | 18 |  | 13 |  |  | 1
4268 | Visage OW1602 | Vertical or horizontal mounting. Fluorescent source. 5 year product warranty. ADA compliant. | https://vl10.visalighting.com/catalog/i/Outdoor/Outdoor%20Wall/Visage/OW1602 | visa-visage-ow1602 |  | OW1602_4.jpg | 87 | 18 |  | 13 |  |  | 1
4269 | Visage OW1608 | Vertical or horizontal mounting. Fluorescent source. 5 year product warranty. ADA compliant. | https://vl10.visalighting.com/catalog/i/Outdoor/Outdoor%20Wall/Visage/OW1608 | visa-visage-ow1608 |  | OW1608_4.jpg | 87 | 18 |  | 13 |  |  | 1
4270 | Visage OW1600 | Vertical or horizontal mounting. Fluorescent or LED source. 5 year product warranty. ADA compliant. | https://vl10.visalighting.com/catalog/i/Outdoor/Outdoor%20Wall/Visage/OW1600 | visa-visage-ow1600 |  | OW1600_4.jpg | 87 | 18 | 23 | 13 |  |  | 1
4271 | Visage OW1604 | Vertical or horizontal mounting. Fluorescent or LED source. 5 year product warranty. ADA compliant. | https://vl10.visalighting.com/catalog/i/Outdoor/Outdoor%20Wall/Visage/OW1604 | visa-visage-ow1604 |  | OW1604_4.jpg | 87 | 18 | 23 | 13 |  |  | 1
4272 | Visage OW1606 | Vertical or horizontal mounting. Fluorescent or LED source. 5 year product warranty. ADA compliant. | https://vl10.visalighting.com/catalog/i/Outdoor/Outdoor%20Wall/Visage/OW1606 | visa-visage-ow1606 |  | OW1606_4.jpg | 87 | 18 | 23 | 13 |  |  | 1
4273 | Visage OW1610 | Vertical or horizontal mounting. Fluorescent or LED source. 5 year product warranty. ADA compliant. | https://vl10.visalighting.com/catalog/i/Outdoor/Outdoor%20Wall/Visage/OW1610 | visa-visage-ow1610 |  | OW1610_4.jpg | 87 | 18 | 23 | 13 |  |  | 1
4274 | Wave OW2100PSX | Flexible mounting orientation. Die-cast aluminum housing. Low profile. ADA compliant. Low energy, long life LED light source. | https://vl10.visalighting.com/catalog/i/Outdoor/Outdoor%20Wall/Wave/OW2100PSX | visa-wave-ow2100psx |  | OW2100_4.jpg | 87 | 18 | 23 | 13 |  |  | 1
4275 | Wave OW2102PSX | Flexible mounting orientation. Die-cast aluminum housing. Low profile. ADA compliant. Low energy, long life LED light source. | https://vl10.visalighting.com/catalog/i/Outdoor/Outdoor%20Wall/Wave/OW2102PSX | visa-wave-ow2102psx |  | OW2102_4.jpg | 87 | 18 | 23 | 13 |  |  | 1
4276 | Wrap OW1454 | Surface mounts to standard electrical junction box (by others) with provided hardware. Fluorescent or HID source. | https://vl10.visalighting.com/catalog/i/Outdoor/Outdoor%20Wall/Wrap/OW1454 | visa-wrap-ow1454 |  | OW1454_4.jpg | 87 | 18 |  | 13 |  |  | 1